## Sheet1
ManufactSerialNumber | Material | Material Description | Location | Functional Location | Superord. Equipment | Equipment | User Status | Acquisition Value | Start-up date | Manufacturer of Asset | Country of Manufact. | Plant | Storage location | Stock Type (Primary Posting) | WBS Serial Data
202211051106 | 200009545 | Con_FE_2 fiber_AC_20km |  |  |  | 400001208 | GOOD | 0 |  |  |  | V400 | KG01 | 01 | TE-011708-D-01
VAC190602949 | 200000172 | ACCS_VAC-03_M1_Free air cooling control |  |  |  | 400003116 | GOOD | 0 |  |  |  | V400 | KG01 | 01 | TE-007221-D-01
VAC190602441 | 200000172 | ACCS_VAC-03_M1_Free air cooling control |  |  |  | 400012593 | GOOD | 0 |  |  |  | N400 | KG01 | 01
VAC190710181 | 200000172 | ACCS_VAC-03_M1_Free air cooling control |  |  |  | 400015777 | GOOD | 0 |  |  |  | V400 | AG01 | 01
VAC190710133 | 200000172 | ACCS_VAC-03_M1_Free air cooling control |  |  |  | 400017672 | GOOD WH | 0 |  |  |  | V400 | KG01 | 01 | TE-007221-D-01
VT80013578. | 200000172 | ACCS_VAC-03_M1_Free air cooling control |  |  |  | 400018183 | GOOD WH | 0 |  |  |  | V400 | KG01 | 01 | TE-007221-D-01
VAC190603546 | 200000172 | ACCS_VAC-03_M1_Free air cooling control |  |  |  | 400018184 | GOOD WH | 0 |  |  |  | V400 | KG01 | 01 | TE-007221-D-01
VAC190707258 | 200000172 | ACCS_VAC-03_M1_Free air cooling control |  |  |  | 400018280 | GOOD INST | 0 |  |  |  | N400 | KG01 | 01
HK202303220542 | 200009545 | Con_FE_2 fiber_AC_20km |  |  |  | 400023280 | GOOD | 0 |  |  |  | V400 | KG01 | 01 | TE-806004-D-01
HK202303220586 | 200009545 | Con_FE_2 fiber_AC_20km |  |  |  | 400023321 | GOOD | 0 |  |  |  | V400 | KG01 | 01 | TE-806004-D-01
HK202303220587 | 200009545 | Con_FE_2 fiber_AC_20km |  |  |  | 400023329 | GOOD | 0 |  |  |  | V400 | KG01 | 01 | TE-806004-D-01
HK202303220549 | 200009545 | Con_FE_2 fiber_AC_20km |  |  |  | 400023336 | GOOD | 0 |  |  |  | V400 | KG01 | 01 | TE-806004-D-01
HK202303220552 | 200009545 | Con_FE_2 fiber_AC_20km |  |  |  | 400023360 | GOOD | 0 |  |  |  | V400 | KG01 | 01 | TE-806004-D-01
HK202303220554 | 200009545 | Con_FE_2 fiber_AC_20km |  |  |  | 400023376 | GOOD WH | 0 |  |  |  | V400 | KG01 | 01 | TE-806004-D-01
HK202303220556 | 200009545 | Con_FE_2 fiber_AC_20km |  |  |  | 400023392 | GOOD | 0 |  |  |  | V400 | KG01 | 01 | TE-806004-D-01
HK2024070105493 | 200009545 | Con_FE_2 fiber_AC_20km |  |  |  | 400037992 | GOOD | 0 |  |  |  | V400 | KG01 | 01 | TE-806413-D-01
HK2024070105496 | 200009545 | Con_FE_2 fiber_AC_20km |  |  |  | 400037995 | GOOD | 0 |  |  |  | V400 | KG01 | 01 | TE-806413-D-01
HK2024070105497 | 200009545 | Con_FE_2 fiber_AC_20km |  |  |  | 400037996 | GOOD | 0 |  |  |  | V400 | KG01 | 01 | TE-806413-D-01
HK2024070105498 | 200009545 | Con_FE_2 fiber_AC_20km |  |  |  | 400037997 | GOOD | 0 |  |  |  | V400 | KG01 | 01 | TE-806413-D-01
HK2024070105500 | 200009545 | Con_FE_2 fiber_AC_20km |  |  |  | 400037999 | GOOD | 0 |  |  |  | V400 | KG01 | 01 | TE-806413-D-01
HK2024070101921 | 200009545 | Con_FE_2 fiber_AC_20km |  |  |  | 400038560 | GOOD | 0 |  |  |  | V400 | KG01 | 01 | TE-806413-D-01
HK2024070101927 | 200009545 | Con_FE_2 fiber_AC_20km |  |  |  | 400038566 | GOOD | 0 |  |  |  | V400 | KG01 | 01 | TE-806413-D-01
HK2024070101931 | 200009545 | Con_FE_2 fiber_AC_20km |  |  |  | 400038570 | GOOD | 0 |  |  |  | V400 | KG01 | 01 | TE-806413-D-01
HK2024070101940 | 200009545 | Con_FE_2 fiber_AC_20km |  |  |  | 400038579 | GOOD | 0 |  |  |  | V400 | KG01 | 01 | TE-806413-D-01
HK2024070101941 | 200009545 | Con_FE_2 fiber_AC_20km |  |  |  | 400038580 | GOOD | 0 |  |  |  | V400 | KG01 | 01 | TE-806413-D-01
HK2024070101942 | 200009545 | Con_FE_2 fiber_AC_20km |  |  |  | 400038581 | GOOD | 0 |  |  |  | V400 | KG01 | 01 | TE-806413-D-01
HK2024070101943 | 200009545 | Con_FE_2 fiber_AC_20km |  |  |  | 400038582 | GOOD | 0 |  |  |  | V400 | KG01 | 01 | TE-806413-D-01
HK2024070101944 | 200009545 | Con_FE_2 fiber_AC_20km |  |  |  | 400038583 | GOOD | 0 |  |  |  | V400 | KG01 | 01 | TE-806413-D-01
HK2024070101948 | 200009545 | Con_FE_2 fiber_AC_20km |  |  |  | 400038587 | GOOD | 0 |  |  |  | V400 | KG01 | 01 | TE-806413-D-01
HK2024070101952 | 200009545 | Con_FE_2 fiber_AC_20km |  |  |  | 400038591 | GOOD | 0 |  |  |  | V400 | KG01 | 01 | TE-806368-D-01
HK2024070101960 | 200009545 | Con_FE_2 fiber_AC_20km |  |  |  | 400038599 | GOOD | 0 |  |  |  | V400 | KG01 | 01 | TE-806368-D-01
HK2024070101964 | 200009545 | Con_FE_2 fiber_AC_20km |  |  |  | 400038603 | GOOD | 0 |  |  |  | V400 | KG01 | 01 | TE-806368-D-01
HK2024070101966 | 200009545 | Con_FE_2 fiber_AC_20km |  |  |  | 400038605 | GOOD | 0 |  |  |  | V400 | KG01 | 01 | TE-806368-D-01
HK2024070101967 | 200009545 | Con_FE_2 fiber_AC_20km |  |  |  | 400038606 | GOOD | 0 |  |  |  | V400 | KG01 | 01 | TE-806368-D-01
HK2024070101968 | 200009545 | Con_FE_2 fiber_AC_20km |  |  |  | 400038607 | GOOD | 0 |  |  |  | V400 | KG01 | 01 | TE-806368-D-01
HK2024070101969 | 200009545 | Con_FE_2 fiber_AC_20km |  |  |  | 400038608 | GOOD | 0 |  |  |  | V400 | KG01 | 01 | TE-806368-D-01
HK2024070101970 | 200009545 | Con_FE_2 fiber_AC_20km |  |  |  | 400038609 | GOOD | 0 |  |  |  | V400 | KG01 | 01 | TE-806368-D-01
HK2024070101971 | 200009545 | Con_FE_2 fiber_AC_20km |  |  |  | 400038610 | GOOD | 0 |  |  |  | V400 | KG01 | 01 | TE-806368-D-01
HK2024070101973 | 200009545 | Con_FE_2 fiber_AC_20km |  |  |  | 400038612 | GOOD | 0 |  |  |  | V400 | KG01 | 01 | TE-806368-D-01
HK2024070101974 | 200009545 | Con_FE_2 fiber_AC_20km |  |  |  | 400038613 | GOOD | 0 |  |  |  | V400 | KG01 | 01 | TE-806368-D-01
HK2024070102762 | 200009545 | Con_FE_2 fiber_AC_20km |  |  |  | 400040771 | GOOD | 0 |  |  |  | V400 | KG01 | 01 | TE-806368-D-01
HK2024070102763 | 200009545 | Con_FE_2 fiber_AC_20km |  |  |  | 400040772 | GOOD | 0 |  |  |  | V400 | KG01 | 01 | TE-806368-D-01
HK2024070102771 | 200009545 | Con_FE_2 fiber_AC_20km |  |  |  | 400040780 | GOOD | 0 |  |  |  | V400 | KG01 | 01 | TE-806368-D-01
HK2024070102775 | 200009545 | Con_FE_2 fiber_AC_20km |  |  |  | 400040784 | GOOD | 0 |  |  |  | V400 | KG01 | 01 | TE-806368-D-01
HK2024070102780 | 200009545 | Con_FE_2 fiber_AC_20km |  |  |  | 400040789 | GOOD | 0 |  |  |  | V400 | KG01 | 01 | TE-806368-D-01
HK2024070102790 | 200009545 | Con_FE_2 fiber_AC_20km |  |  |  | 400040799 | GOOD | 0 |  |  |  | V400 | KG01 | 01 | TE-806368-D-01
HK2024070110943 | 200009545 | Con_FE_2 fiber_AC_20km |  |  |  | 400040852 | GOOD | 0 |  |  |  | V400 | KG01 | 01 | TE-806368-D-01
US2410120015 | 320001546 | Con_FE_1 fiber_AC_20km_side A |  |  |  | 400054444 | GOOD | 0 |  |  |  | V400 | AG01 | 01 | TE-806413-D-01
US2410120025 | 320001546 | Con_FE_1 fiber_AC_20km_side A |  |  |  | 400054454 | GOOD | 0 |  |  |  | V400 | AG01 | 01 | TE-806413-D-01
US2410120028 | 320001546 | Con_FE_1 fiber_AC_20km_side A |  |  |  | 400054457 | GOOD | 0 |  |  |  | V400 | AG01 | 01 | TE-806413-D-01
US2410120029 | 320001546 | Con_FE_1 fiber_AC_20km_side A |  |  |  | 400054458 | GOOD | 0 |  |  |  | V400 | AG01 | 01 | TE-806413-D-01
US2410120030 | 320001546 | Con_FE_1 fiber_AC_20km_side A |  |  |  | 400054459 | GOOD | 0 |  |  |  | V400 | AG01 | 01 | TE-806413-D-01
US2410120097 | 320001546 | Con_FE_1 fiber_AC_20km_side A |  |  |  | 400054526 | GOOD | 0 |  |  |  | V400 | AG01 | 01 | TE-806413-D-01
US2410120101 | 320001546 | Con_FE_1 fiber_AC_20km_side A |  |  |  | 400054530 | GOOD | 0 |  |  |  | V400 | AG01 | 01 | TE-806413-D-01
US2410120103 | 320001546 | Con_FE_1 fiber_AC_20km_side A |  |  |  | 400054532 | GOOD | 0 |  |  |  | V400 | AG01 | 01 | TE-806413-D-01
US2410120107 | 320001546 | Con_FE_1 fiber_AC_20km_side A |  |  |  | 400054536 | GOOD | 0 |  |  |  | V400 | AG01 | 01 | TE-806413-D-01
US2410120111 | 320001546 | Con_FE_1 fiber_AC_20km_side A |  |  |  | 400054540 | GOOD | 0 |  |  |  | V400 | AG01 | 01 | TE-806413-D-01
US2410120113 | 320001546 | Con_FE_1 fiber_AC_20km_side A |  |  |  | 400054542 | GOOD | 0 |  |  |  | V400 | AG01 | 01 | TE-806413-D-01
US2410120114 | 320001546 | Con_FE_1 fiber_AC_20km_side A |  |  |  | 400054543 | GOOD | 0 |  |  |  | V400 | AG01 | 01 | TE-806413-D-01
US2410120124 | 320001546 | Con_FE_1 fiber_AC_20km_side A |  |  |  | 400054553 | GOOD | 0 |  |  |  | V400 | AG01 | 01 | TE-806413-D-01
US2410120127 | 320001546 | Con_FE_1 fiber_AC_20km_side A |  |  |  | 400054556 | GOOD | 0 |  |  |  | V400 | AG01 | 01 | TE-806413-D-01
US2410120128 | 320001546 | Con_FE_1 fiber_AC_20km_side A |  |  |  | 400054557 | GOOD | 0 |  |  |  | V400 | AG01 | 01 | TE-806413-D-01
US2410120322 | 320001546 | Con_FE_1 fiber_AC_20km_side A |  |  |  | 400054751 | GOOD | 0 |  |  |  | V400 | AG01 | 01 | TE-806413-D-01
US2410120324 | 320001546 | Con_FE_1 fiber_AC_20km_side A |  |  |  | 400054753 | GOOD | 0 |  |  |  | V400 | AG01 | 01 | TE-806413-D-01
US2410130015 | 320001547 | Con_FE_1 fiber_AC_20km_side B |  |  |  | 400054768 | GOOD | 0 |  |  |  | V400 | AG01 | 01 | TE-806413-D-01
US2410130025 | 320001547 | Con_FE_1 fiber_AC_20km_side B |  |  |  | 400054778 | GOOD | 0 |  |  |  | V400 | AG01 | 01 | TE-806413-D-01
US2410130028 | 320001547 | Con_FE_1 fiber_AC_20km_side B |  |  |  | 400054781 | GOOD | 0 |  |  |  | V400 | AG01 | 01 | TE-806413-D-01
US2410130029 | 320001547 | Con_FE_1 fiber_AC_20km_side B |  |  |  | 400054782 | GOOD | 0 |  |  |  | V400 | AG01 | 01 | TE-806413-D-01
US2410130030 | 320001547 | Con_FE_1 fiber_AC_20km_side B |  |  |  | 400054783 | GOOD | 0 |  |  |  | V400 | AG01 | 01 | TE-806413-D-01
US2410130097 | 320001547 | Con_FE_1 fiber_AC_20km_side B |  |  |  | 400054850 | GOOD | 0 |  |  |  | V400 | AG01 | 01 | TE-806413-D-01
US2410130101 | 320001547 | Con_FE_1 fiber_AC_20km_side B |  |  |  | 400054854 | GOOD | 0 |  |  |  | V400 | AG01 | 01 | TE-806413-D-01
US2410130103 | 320001547 | Con_FE_1 fiber_AC_20km_side B |  |  |  | 400054856 | GOOD | 0 |  |  |  | V400 | AG01 | 01 | TE-806413-D-01
US2410130107 | 320001547 | Con_FE_1 fiber_AC_20km_side B |  |  |  | 400054860 | GOOD | 0 |  |  |  | V400 | AG01 | 01 | TE-806413-D-01
US2410130111 | 320001547 | Con_FE_1 fiber_AC_20km_side B |  |  |  | 400054864 | GOOD | 0 |  |  |  | V400 | AG01 | 01 | TE-806413-D-01
US2410130113 | 320001547 | Con_FE_1 fiber_AC_20km_side B |  |  |  | 400054866 | GOOD | 0 |  |  |  | V400 | AG01 | 01 | TE-806413-D-01
US2410130114 | 320001547 | Con_FE_1 fiber_AC_20km_side B |  |  |  | 400054867 | GOOD | 0 |  |  |  | V400 | AG01 | 01 | TE-806413-D-01
US2410130124 | 320001547 | Con_FE_1 fiber_AC_20km_side B |  |  |  | 400054877 | GOOD | 0 |  |  |  | V400 | AG01 | 01 | TE-806413-D-01
US2410130127 | 320001547 | Con_FE_1 fiber_AC_20km_side B |  |  |  | 400054880 | GOOD | 0 |  |  |  | V400 | AG01 | 01 | TE-806413-D-01
US2410130128 | 320001547 | Con_FE_1 fiber_AC_20km_side B |  |  |  | 400054881 | GOOD | 0 |  |  |  | V400 | AG01 | 01 | TE-806413-D-01
US2410130322 | 320001547 | Con_FE_1 fiber_AC_20km_side B |  |  |  | 400055075 | GOOD | 0 |  |  |  | V400 | AG01 | 01 | TE-806413-D-01
US2410130324 | 320001547 | Con_FE_1 fiber_AC_20km_side B |  |  |  | 400055077 | GOOD | 0 |  |  |  | V400 | AG01 | 01 | TE-806413-D-01
202508260061 | 200009545 | Con_FE_2 fiber_AC_20km |  |  |  | 400063764 | GOOD | 0 |  |  |  | V400 | AG01 | 01 | TE-832780-D-01
202508260062 | 200009545 | Con_FE_2 fiber_AC_20km |  |  |  | 400063765 | GOOD | 0 |  |  |  | V400 | AG01 | 01 | TE-832780-D-01
202508260063 | 200009545 | Con_FE_2 fiber_AC_20km |  |  |  | 400063766 | GOOD | 0 |  |  |  | V400 | AG01 | 01 | TE-832780-D-01
202508260064 | 200009545 | Con_FE_2 fiber_AC_20km |  |  |  | 400063767 | GOOD | 0 |  |  |  | V400 | AG01 | 01 | TE-832780-D-01
202508260065 | 200009545 | Con_FE_2 fiber_AC_20km |  |  |  | 400063768 | GOOD | 0 |  |  |  | V400 | AG01 | 01 | TE-832780-D-01
202508260066 | 200009545 | Con_FE_2 fiber_AC_20km |  |  |  | 400063769 | GOOD | 0 |  |  |  | V400 | AG01 | 01 | TE-832780-D-01
202508260067 | 200009545 | Con_FE_2 fiber_AC_20km |  |  |  | 400063770 | GOOD | 0 |  |  |  | V400 | AG01 | 01 | TE-832780-D-01
202508260068 | 200009545 | Con_FE_2 fiber_AC_20km |  |  |  | 400063771 | GOOD | 0 |  |  |  | V400 | AG01 | 01 | TE-832780-D-01
202508260069 | 200009545 | Con_FE_2 fiber_AC_20km |  |  |  | 400063772 | GOOD | 0 |  |  |  | V400 | AG01 | 01 | TE-832780-D-01
202508260070 | 200009545 | Con_FE_2 fiber_AC_20km |  |  |  | 400063773 | GOOD | 0 |  |  |  | V400 | AG01 | 01 | TE-832780-D-01
202508260071 | 200009545 | Con_FE_2 fiber_AC_20km |  |  |  | 400063774 | GOOD | 0 |  |  |  | V400 | AG01 | 01 | TE-832780-D-01
202508260072 | 200009545 | Con_FE_2 fiber_AC_20km |  |  |  | 400063775 | GOOD | 0 |  |  |  | V400 | AG01 | 01 | TE-832780-D-01
202508260073 | 200009545 | Con_FE_2 fiber_AC_20km |  |  |  | 400063776 | GOOD | 0 |  |  |  | V400 | KG01 | 01 | TE-832780-D-01
202508260074 | 200009545 | Con_FE_2 fiber_AC_20km |  |  |  | 400063777 | GOOD | 0 |  |  |  | V400 | AG01 | 01 | TE-832780-D-01
202508260075 | 200009545 | Con_FE_2 fiber_AC_20km |  |  |  | 400063778 | GOOD | 0 |  |  |  | V400 | AG01 | 01 | TE-832780-D-01
202508260076 | 200009545 | Con_FE_2 fiber_AC_20km |  |  |  | 400063779 | GOOD | 0 |  |  |  | V400 | AG01 | 01 | TE-832780-D-01
202508260077 | 200009545 | Con_FE_2 fiber_AC_20km |  |  |  | 400063780 | GOOD | 0 |  |  |  | V400 | AG01 | 01 | TE-832780-D-01
202508260078 | 200009545 | Con_FE_2 fiber_AC_20km |  |  |  | 400063781 | GOOD | 0 |  |  |  | V400 | AG01 | 01 | TE-832780-D-01
202508260079 | 200009545 | Con_FE_2 fiber_AC_20km |  |  |  | 400063782 | GOOD | 0 |  |  |  | V400 | AG01 | 01 | TE-832780-D-01
202508260080 | 200009545 | Con_FE_2 fiber_AC_20km |  |  |  | 400063783 | GOOD | 0 |  |  |  | V400 | AG01 | 01 | TE-832780-D-01
202508260081 | 200009545 | Con_FE_2 fiber_AC_20km |  |  |  | 400063784 | GOOD | 0 |  |  |  | V400 | KG01 | 01 | TE-832780-D-01
202508260082 | 200009545 | Con_FE_2 fiber_AC_20km |  |  |  | 400063785 | GOOD | 0 |  |  |  | V400 | KG01 | 01 | TE-832780-D-01
202508260083 | 200009545 | Con_FE_2 fiber_AC_20km |  |  |  | 400063786 | GOOD | 0 |  |  |  | V400 | KG01 | 01 | TE-832780-D-01
202508260084 | 200009545 | Con_FE_2 fiber_AC_20km |  |  |  | 400063787 | GOOD | 0 |  |  |  | V400 | KG01 | 01 | TE-832780-D-01
202508260085 | 200009545 | Con_FE_2 fiber_AC_20km |  |  |  | 400063788 | GOOD | 0 |  |  |  | V400 | KG01 | 01 | TE-832780-D-01
202508260086 | 200009545 | Con_FE_2 fiber_AC_20km |  |  |  | 400063789 | GOOD | 0 |  |  |  | V400 | KG01 | 01 | TE-832780-D-01
202508260087 | 200009545 | Con_FE_2 fiber_AC_20km |  |  |  | 400063790 | GOOD | 0 |  |  |  | V400 | KG01 | 01 | TE-832780-D-01
202508260088 | 200009545 | Con_FE_2 fiber_AC_20km |  |  |  | 400063791 | GOOD | 0 |  |  |  | V400 | KG01 | 01 | TE-832780-D-01
202508260089 | 200009545 | Con_FE_2 fiber_AC_20km |  |  |  | 400063792 | GOOD | 0 |  |  |  | V400 | AG01 | 01 | TE-832780-D-01
202508260090 | 200009545 | Con_FE_2 fiber_AC_20km |  |  |  | 400063793 | GOOD | 0 |  |  |  | V400 | KG01 | 01 | TE-832780-D-01
202508260921 | 200009545 | Con_FE_2 fiber_AC_20km |  |  |  | 400063904 | GOOD | 0 |  |  |  | V400 | KG01 | 01 | TE-832780-D-01
202508260922 | 200009545 | Con_FE_2 fiber_AC_20km |  |  |  | 400063905 | GOOD | 0 |  |  |  | V400 | KG01 | 01 | TE-832780-D-01
LBALLUASK204700407 | 200009117 | Femtocell_NSN_2 x 125 mW_1800_2100_12VDC |  |  |  | 10000005869 | GOOD | 0 |  |  |  | V400 | AG01 | 01 | TE-007317-D-01
LBALLUASK221001199 | 200009121 | Femto_1800_2100Mhz_NSN_12 V DC |  |  |  | 10000006335 | GOOD | 0 |  |  |  | V400 | AG01 | 01 | TE-007365-D-01
LWG170-20.03-0486 | 200008861 | Repeater_Indoor_3band_900_1800_2100 |  |  |  | 10000008307 | GOOD | 0 |  |  |  | V400 | KG01 | 01 | TE-806312-D-01
LWG170-20.03-0487 | 200008861 | Repeater_Indoor_3band_900_1800_2100 |  |  |  | 10000012108 | GOOD | 0 |  |  |  | V400 | AG01 | 01 | TE-007288-D-01
200000318 | 200008888 | Anten_Sunwoo_for Repeater_900 to 2600Mhz |  |  |  | 10000012109 | GOOD | 0 |  |  |  | V400 | AG01 | 01 | TE-007288-D-01
200000319 | 200008888 | Anten_Sunwoo_for Repeater_900 to 2600Mhz |  |  |  | 10000012110 | GOOD | 0 |  |  |  | V400 | AG01 | 01 | TE-007288-D-01
LBALLUASK220311855 | 200009121 | Femto_1800_2100Mhz_NSN_12 V DC |  |  |  | 10000022411 | GOOD | 0 |  |  |  | V400 | AG01 | 01 | TE-007365-D-01
LBALLUASK220312150 | 200009121 | Femto_1800_2100Mhz_NSN_12 V DC |  |  |  | 10000022477 | GOOD | 0 |  |  |  | V400 | AG01 | 01 | TE-007365-D-01
LBALLUASK220312157 | 200009121 | Femto_1800_2100Mhz_NSN_12 V DC |  |  |  | 10000022478 | GOOD | 0 |  |  |  | V400 | AG01 | 01 | TE-007365-D-01
LBALLUASK220312461 | 200009121 | Femto_1800_2100Mhz_NSN_12 V DC |  |  |  | 10000022493 | GOOD | 0 |  |  |  | V400 | AG01 | 01 | TE-007365-D-01
LBALLUASK220312678 | 200009121 | Femto_1800_2100Mhz_NSN_12 V DC |  |  |  | 10000022508 | GOOD | 0 |  |  |  | V400 | AG01 | 01 | TE-007365-D-01
EA222052104 | 200001579 | Radio Unit_AHPDA_Dualband_B8/28_NSN |  |  |  | 10000026196 | GOOD | 0 |  |  |  | V400 | KG01 | 01 | TE-806312-D-01
GG222022456 | 200001465 | AMIA AirScale Subrack_A type |  |  |  | 10000075050 | GOOD | 0 |  |  |  | V400 | KG01 | 01 | TE-011705-D-01
EA223150376 | 200001569 | Radio Unit_AHEB_NSN_1800 FDD_4x40W |  |  |  | 10000075594 | GOOD WH | 0 |  |  |  | V400 | KG01 | 01 | TE-806312-D-01
YR72121C300122 | 200010127 | Power Distribution Unit_DCDU_Nokia_6port |  |  |  | 10000076047 | GOOD | 0 |  |  |  | V400 | KG01 | 01 | TE-806413-D-01
YR72121C300213 | 200010127 | Power Distribution Unit_DCDU_Nokia_6port |  |  |  | 10000076066 | GOOD | 0 |  |  |  | V400 | KG01 | 01 | TE-806413-D-01
EA214154579 | 200001578 | Radio Unit_AREA_B3_6x80W_NSN |  |  |  | 10000076218 | GOOD | 0 |  |  |  | V400 | KG01 | 01 | TE-007365-D-01
YR52722A190089 | 200009108 | Power Supply_Nokia_6 port/30A |  |  |  | 10000077928 | GOOD WH | 0 |  |  |  | V400 | KG01 | 01 | TE-011705-D-01
1M145216510 | 200001532 | Radio Unit_FHDB_NSN_900 FDD_2x60W |  |  |  | 10000114569 | DMAG WH | 0 |  |  |  | N400 | AG01 | 01 | TE-806312-D-01
200000686 | 200008888 | Anten_Sunwoo_for Repeater_900 to 2600Mhz |  |  |  | 10000167844 | GOOD WH | 0 |  |  |  | V400 | KG01 | 01 | TE-806312-D-01
200000701 | 200008888 | Anten_Sunwoo_for Repeater_900 to 2600Mhz |  |  |  | 10000167845 | GOOD WH | 0 |  |  |  | V400 | KG01 | 01 | TE-806312-D-01
YR72021C300124 | 200009108 | Power Supply_Nokia_6 port/30A |  |  |  | 10000172771 | GOOD INST | 0 |  |  |  | N400 | KG01 | 01
EA224054532 | 200001623 | AirScale Common_ASIB_Nokia |  |  |  | 10000178697 | GOOD WH | 0 |  |  |  | V400 | AG01 | 01 | TE-241279-D-01
EA223956056 | 200001623 | AirScale Common_ASIB_Nokia |  |  |  | 10000178838 | GOOD WH | 0 |  |  |  | V400 | AG01 | 01 | TE-241279-D-01
EA224054518 | 200001623 | AirScale Common_ASIB_Nokia |  |  |  | 10000178995 | GOOD WH | 0 |  |  |  | V400 | KG01 | 01 | TE-241279-D-01
EA193772674 | 200001571 | Radio Unit_AHHB_NSN_2600 FDD_4x40W |  |  |  | 10000182820 | GOOD | 0 |  |  |  | N400 | KG01 | 01 | TE-806312-D-01
EA193772450 | 200001571 | Radio Unit_AHHB_NSN_2600 FDD_4x40W |  |  |  | 10000182827 | GOOD | 0 |  |  |  | N400 | KG01 | 01 | TE-007795-D-01
L1163815082 | 200001433 | AirScale Common Module_ASIA_NSN |  |  |  | 10000184357 | GOOD WH | 0 |  |  |  | N400 | KG01 | 01 | TE-011705-D-01
GG215174649 | 200001465 | AMIA AirScale Subrack_A type |  |  |  | 10000185514 | GOOD | 0 |  |  |  | V400 | KG01 | 01 | TE-011705-D-01
17CN101041730 | 200008876 | Anten_SB_1800;2100;2300;2600_4port_Coms |  |  |  | 10000194653 | GOOD WH | 0 |  |  |  | N400 | KG01 | 01 | TE-806312-D-01
DH224146314 | 200003456 | Baseband Processing Board_BPK_Nokia_ABIO |  |  |  | 10000200963 | GOOD WH | 0 | 2024-11-06 |  |  | N400 | KG01 | 01 | TE-806312-D-01
A4172155134 | 200008884 | Anten_SB_700 to 2600Mhz_CommScope |  |  |  | 10000205764 | GOOD | 0 |  |  |  | N400 | KG01 | 01 | TE-230898-D-01
A4172201457 | 200008884 | Anten_SB_700 to 2600Mhz_CommScope |  |  |  | 10000205770 | GOOD | 0 |  |  |  | N400 | KG01 | 01 | TE-230898-D-01
A4172201468 | 200008884 | Anten_SB_700 to 2600Mhz_CommScope |  |  |  | 10000205776 | GOOD | 0 |  |  |  | N400 | KG01 | 01 | TE-230898-D-01
1M143510454 | 200001424 | Transport Card_FTIF_PDH_Ethernet_NSN |  |  |  | 10000207012 | GOOD | 0 |  |  |  | V400 | AG01 | 01 | TE-007795-D-01
EA194553223 | 200001571 | Radio Unit_AHHB_NSN_2600 FDD_4x40W |  |  |  | 10000207181 | GOOD WH | 0 |  |  |  | N400 | KG01 | 01 | TE-007799-D-01
EA194656495 | 200001571 | Radio Unit_AHHB_NSN_2600 FDD_4x40W |  |  |  | 10000225910 | GOOD WH | 0 |  |  |  | N400 | KG01 | 01 | TE-005713-D-01
EA193772290 | 200001571 | Radio Unit_AHHB_NSN_2600 FDD_4x40W |  |  |  | 10000225957 | GOOD WH | 0 |  |  |  | N400 | KG01 | 01 | TE-005713-D-01
K9180148420 | 200009085 | Radio Unit_FRHG Flexi RRH_4x40W_2600_NSN |  |  |  | 10000240765 | GOOD WH | 0 |  |  |  | N400 | AG01 | 01
K9180137447 | 200009085 | Radio Unit_FRHG Flexi RRH_4x40W_2600_NSN |  |  |  | 10000240778 | GOOD WH | 0 |  |  |  | N400 | AG01 | 01 | TE-806312-D-01
LBALLUASK221001162 | 200009121 | Femto_1800_2100Mhz_NSN_12 V DC |  |  |  | 10000253978 | GOOD WH | 0 |  |  |  | V400 | AG01 | 01 | TE-007365-D-01
LBALLUASK221001404 | 200009121 | Femto_1800_2100Mhz_NSN_12 V DC |  |  |  | 10000253979 | GOOD WH | 0 |  |  |  | V400 | AG01 | 01 | TE-007365-D-01
K9180137684 | 200009085 | Radio Unit_FRHG Flexi RRH_4x40W_2600_NSN |  |  |  | 10000258988 | GOOD WH | 0 |  |  |  | N400 | AG01 | 01
VTM3ANT318002213 | 200008887 | Anten_Dualband_700_900/1800_2100_4port |  |  |  | 10000291405 | GOOD WH | 0 |  |  |  | N400 | AG01 | 01
K9222653518 | 200001585 | AEHC_AirScale 64T64R 192AE B41 320W_NSN |  |  |  | 10000291452 | GOOD WH | 0 |  |  |  | N400 | AG01 | 01
DH224147036 | 200003456 | Baseband Processing Board_BPK_Nokia_ABIO |  |  |  | 10000293775 | GOOD WH | 0 |  |  |  | N400 | KG01 | 01 | TE-806312-D-01
K9194300439 | 200001424 | Transport Card_FTIF_PDH_Ethernet_NSN |  |  |  | 10000297479 | GOOD | 0 |  |  |  | V400 | AG01 | 01 | TE-806312-D-01
K9194300442 | 200001424 | Transport Card_FTIF_PDH_Ethernet_NSN |  |  |  | 10000297480 | GOOD | 0 |  |  |  | V400 | AG01 | 01 | TE-806312-D-01
7W193001171 | 200012531 | Alarm box_FSEE_Nokia |  |  |  | 10000298339 | GOOD | 0 |  |  |  | V400 | AG01 | 01
7W193001194 | 200012531 | Alarm box_FSEE_Nokia |  |  |  | 10000298377 | GOOD | 0 |  |  |  | V400 | AG01 | 01
7W193001241 | 200012531 | Alarm box_FSEE_Nokia |  |  |  | 10000298410 | GOOD | 0 |  |  |  | V400 | AG01 | 01
7W193000639 | 200012531 | Alarm box_FSEE_Nokia |  |  |  | 10000298626 | GOOD | 0 |  |  |  | V400 | AG01 | 01
EA221852920 | 200001569 | Radio Unit_AHEB_NSN_1800 FDD_4x40W |  |  |  | 10000298671 | GOOD WH | 0 |  |  |  | N400 | KG01 | 01
7W193001027 | 200012531 | Alarm box_FSEE_Nokia |  |  |  | 10000298682 | GOOD | 0 |  |  |  | V400 | AG01 | 01
7W193001099 | 200012531 | Alarm box_FSEE_Nokia |  |  |  | 10000298710 | GOOD | 0 |  |  |  | V400 | AG01 | 01
7W193001147 | 200012531 | Alarm box_FSEE_Nokia |  |  |  | 10000298732 | GOOD | 0 |  |  |  | V400 | AG01 | 01
7W193001220 | 200012531 | Alarm box_FSEE_Nokia |  |  |  | 10000298774 | GOOD | 0 |  |  |  | V400 | AG01 | 01
7W193001231 | 200012531 | Alarm box_FSEE_Nokia |  |  |  | 10000298791 | GOOD | 0 |  |  |  | V400 | AG01 | 01
7W193001256 | 200012531 | Alarm box_FSEE_Nokia |  |  |  | 10000298812 | GOOD | 0 |  |  |  | V400 | AG01 | 01
EA221852911 | 200001569 | Radio Unit_AHEB_NSN_1800 FDD_4x40W |  |  |  | 10000299151 | GOOD WH | 0 |  |  |  | N400 | KG01 | 01
DH221543123 | 200001623 | AirScale Common_ASIB_Nokia |  |  |  | 10000306571 | GOOD WH | 0 |  |  |  | V400 | KG01 | 01 | TE-806312-D-01
YR72021C300376 | 200009108 | Power Supply_Nokia_6 port/30A |  |  |  | 10000309110 | GOOD INST | 0 |  |  |  | N400 | KG01 | 01
EA222254399 | 200001569 | Radio Unit_AHEB_NSN_1800 FDD_4x40W |  |  |  | 10000313642 | GOOD WH | 0 |  |  |  | V400 | KG01 | 01 | TE-007799-D-01
EA222551827 | 200001569 | Radio Unit_AHEB_NSN_1800 FDD_4x40W |  |  |  | 10000313643 | GOOD WH | 0 |  |  |  | V400 | KG01 | 01 | TE-007799-D-01
YR72021C300002 | 200009108 | Power Supply_Nokia_6 port/30A |  |  |  | 10000313684 | GOOD WH | 0 |  |  |  | V400 | KG01 | 01 | TE-007799-D-01
YR72021C300001 | 200009108 | Power Supply_Nokia_6 port/30A |  |  |  | 10000313685 | GOOD WH | 0 |  |  |  | V400 | KG01 | 01 | TE-007799-D-01
K9214224108 | 200001577 | Radio Unit_ARGA_B1_6x80W_NSN |  |  |  | 10000315964 | GOOD INST | 0 | 2024-09-13 |  |  | N400 | KG01 | 01 | TE-806312-D-01
VT80003531. | 200001537 | Radio Unit_FRGY_NSN_2100 FDD_2x60W |  |  |  | 10000316997 | GOOD WH | 0 |  |  |  | V400 | KG01 | 01 | TE-006195-D-01
K9214224113 | 200001577 | Radio Unit_ARGA_B1_6x80W_NSN |  |  |  | 10000317592 | GOOD INST | 0 | 2024-09-06 |  |  | N400 | KG01 | 01 | TE-806312-D-01
K9214224061 | 200001577 | Radio Unit_ARGA_B1_6x80W_NSN |  |  |  | 10000317688 | GOOD INST | 0 | 2024-09-09 |  |  | N400 | KG01 | 01 | TE-806312-D-01
EA184324662 | 200001537 | Radio Unit_FRGY_NSN_2100 FDD_2x60W |  |  |  | 10000340150 | GOOD | 0 |  |  |  | N400 | KG01 | 01 | TE-806312-D-01
EA183525147 | 200001537 | Radio Unit_FRGY_NSN_2100 FDD_2x60W |  |  |  | 10000340487 | GOOD | 0 |  |  |  | N400 | KG01 | 01 | TE-806312-D-01
EA183922543 | 200001537 | Radio Unit_FRGY_NSN_2100 FDD_2x60W |  |  |  | 10000341929 | GOOD | 0 |  |  |  | N400 | KG01 | 01 | TE-806312-D-01
EA184121717 | 200001537 | Radio Unit_FRGY_NSN_2100 FDD_2x60W |  |  |  | 10000351370 | GOOD | 0 |  |  |  | N400 | KG01 | 01 | TE-806312-D-01
EA184121719 | 200001537 | Radio Unit_FRGY_NSN_2100 FDD_2x60W |  |  |  | 10000351371 | GOOD | 0 |  |  |  | N400 | KG01 | 01 | TE-806312-D-01
EA184321064 | 200001537 | Radio Unit_FRGY_NSN_2100 FDD_2x60W |  |  |  | 10000351372 | GOOD | 0 |  |  |  | N400 | KG01 | 01 | TE-806312-D-01
LBALLUASK224900065 | 200009121 | Femto_1800_2100Mhz_NSN_12 V DC |  |  |  | 10000359551 | GOOD | 0 |  |  |  | V400 | KG01 | 01 | TE-011705-D-01
LBALLUASK224900305 | 200009121 | Femto_1800_2100Mhz_NSN_12 V DC |  |  |  | 10000359592 | GOOD | 0 |  |  |  | V400 | KG01 | 01 | TE-011705-D-01
LBALLUASK224900411 | 200009121 | Femto_1800_2100Mhz_NSN_12 V DC |  |  |  | 10000359600 | GOOD | 0 |  |  |  | V400 | KG01 | 01 | TE-011705-D-01
LBALLUASK224900510 | 200009121 | Femto_1800_2100Mhz_NSN_12 V DC |  |  |  | 10000359617 | GOOD | 0 |  |  |  | V400 | KG01 | 01 | TE-011705-D-01
LBALLUASK224900652 | 200009121 | Femto_1800_2100Mhz_NSN_12 V DC |  |  |  | 10000359662 | GOOD | 0 |  |  |  | V400 | KG01 | 01 | TE-011705-D-01
LBALLUASK224900669 | 200009121 | Femto_1800_2100Mhz_NSN_12 V DC |  |  |  | 10000359672 | GOOD | 0 |  |  |  | V400 | KG01 | 01 | TE-011705-D-01
LBALLUASK224900689 | 200009121 | Femto_1800_2100Mhz_NSN_12 V DC |  |  |  | 10000359678 | GOOD | 0 |  |  |  | V400 | KG01 | 01 | TE-007365-D-01
LBALLUASK224900712 | 200009121 | Femto_1800_2100Mhz_NSN_12 V DC |  |  |  | 10000359690 | GOOD | 0 |  |  |  | V400 | KG01 | 01 | TE-007365-D-01
LBALLUASK224900742 | 200009121 | Femto_1800_2100Mhz_NSN_12 V DC |  |  |  | 10000359708 | GOOD | 0 |  |  |  | V400 | KG01 | 01 | TE-007365-D-01
LBALLUASK224900819 | 200009121 | Femto_1800_2100Mhz_NSN_12 V DC |  |  |  | 10000359726 | GOOD | 0 |  |  |  | V400 | KG01 | 01 | TE-007365-D-01
LBALLUASK224900869 | 200009121 | Femto_1800_2100Mhz_NSN_12 V DC |  |  |  | 10000359740 | GOOD | 0 |  |  |  | V400 | KG01 | 01 | TE-011705-D-01
LBALLUASK224900874 | 200009121 | Femto_1800_2100Mhz_NSN_12 V DC |  |  |  | 10000359745 | GOOD | 0 |  |  |  | V400 | KG01 | 01 | TE-011705-D-01
LBALLUASK224900878 | 200009121 | Femto_1800_2100Mhz_NSN_12 V DC |  |  |  | 10000359747 | GOOD | 0 |  |  |  | V400 | KG01 | 01 | TE-011705-D-01
LBALLUASK224900904 | 200009121 | Femto_1800_2100Mhz_NSN_12 V DC |  |  |  | 10000359751 | GOOD | 0 |  |  |  | V400 | KG01 | 01 | TE-007365-D-01
LBALLUASK224900905 | 200009121 | Femto_1800_2100Mhz_NSN_12 V DC |  |  |  | 10000359752 | GOOD | 0 |  |  |  | V400 | KG01 | 01 | TE-011705-D-01
LBALLUASK224900907 | 200009121 | Femto_1800_2100Mhz_NSN_12 V DC |  |  |  | 10000359753 | GOOD | 0 |  |  |  | V400 | KG01 | 01 | TE-011705-D-01
LBALLUASK224900922 | 200009121 | Femto_1800_2100Mhz_NSN_12 V DC |  |  |  | 10000359760 | GOOD | 0 |  |  |  | V400 | KG01 | 01 | TE-011705-D-01
LBALLUASK224900925 | 200009121 | Femto_1800_2100Mhz_NSN_12 V DC |  |  |  | 10000359763 | GOOD | 0 |  |  |  | V400 | KG01 | 01 | TE-007365-D-01
LBALLUASK224900969 | 200009121 | Femto_1800_2100Mhz_NSN_12 V DC |  |  |  | 10000359774 | GOOD | 0 |  |  |  | V400 | KG01 | 01 | TE-007365-D-01
LBALLUASK224900161 | 200009121 | Femto_1800_2100Mhz_NSN_12 V DC |  |  |  | 10000359840 | GOOD | 0 |  |  |  | V400 | KG01 | 01 | TE-011705-D-01
LBALLUASK224900167 | 200009121 | Femto_1800_2100Mhz_NSN_12 V DC |  |  |  | 10000359842 | GOOD | 0 |  |  |  | V400 | KG01 | 01 | TE-011705-D-01
LBALLUASK224900215 | 200009121 | Femto_1800_2100Mhz_NSN_12 V DC |  |  |  | 10000359847 | GOOD | 0 |  |  |  | V400 | KG01 | 01 | TE-011705-D-01
EA233750558 | 200001578 | Radio Unit_AREA_B3_6x80W_NSN |  |  |  | 10000377150 | GOOD | 0 |  |  |  | V400 | KG01 | 01 | TE-231596-D-01
RK232607408 | 200001465 | AMIA AirScale Subrack_A type |  |  |  | 10000381044 | GOOD | 0 |  |  |  | V400 | KG01 | 01 | TE-011705-D-01
RK232607752 | 200001465 | AMIA AirScale Subrack_A type |  |  |  | 10000381086 | GOOD | 0 |  |  |  | V400 | KG01 | 01 | TE-011705-D-01
EA234250261 | 200001579 | Radio Unit_AHPDA_Dualband_B8/28_NSN |  |  |  | 10000395148 | GOOD WH | 0 |  |  |  | V400 | KG01 | 01 | TE-806312-D-01
EA234150887 | 200001577 | Radio Unit_ARGA_B1_6x80W_NSN |  |  |  | 10000395324 | GOOD WH | 0 |  |  |  | N400 | KG02 | 01
RK232606256 | 200001465 | AMIA AirScale Subrack_A type |  |  |  | 10000395756 | GOOD | 0 |  |  |  | V400 | KG01 | 01 | TE-011705-D-01
RK232606420 | 200001465 | AMIA AirScale Subrack_A type |  |  |  | 10000395811 | GOOD | 0 |  |  |  | V400 | KG01 | 01 | TE-011705-D-01
EA234250959 | 200001577 | Radio Unit_ARGA_B1_6x80W_NSN |  |  |  | 10000405479 | GOOD | 0 |  |  |  | V400 | KG01 | 07 | TE-231596-D-01
EA234250979 | 200001577 | Radio Unit_ARGA_B1_6x80W_NSN |  |  |  | 10000405492 | GOOD | 0 |  |  |  | V400 | KG01 | 07 | TE-231596-D-01
K9241605376 | 200001577 | Radio Unit_ARGA_B1_6x80W_NSN |  |  |  | 10000445750 | GOOD WH | 0 |  |  |  | V400 | KG01 | 01 | TE-806312-D-01
K9241605389 | 200001577 | Radio Unit_ARGA_B1_6x80W_NSN |  |  |  | 10000445782 | GOOD WH | 0 |  |  |  | V400 | KG01 | 01 | TE-806312-D-01
K9241605408 | 200001577 | Radio Unit_ARGA_B1_6x80W_NSN |  |  |  | 10000445791 | GOOD WH | 0 |  |  |  | V400 | KG01 | 01 | TE-806312-D-01
K9241605382 | 200001577 | Radio Unit_ARGA_B1_6x80W_NSN |  |  |  | 10000445814 | GOOD WH | 0 |  |  |  | V400 | KG01 | 01 | TE-806312-D-01
K9241718579 | 200001577 | Radio Unit_ARGA_B1_6x80W_NSN |  |  |  | 10000445820 | GOOD WH | 0 |  |  |  | V400 | KG01 | 01 | TE-806312-D-01
K9241718640 | 200001577 | Radio Unit_ARGA_B1_6x80W_NSN |  |  |  | 10000445826 | GOOD WH | 0 |  |  |  | V400 | KG01 | 01 | TE-806312-D-01
DH242011675 | 200001569 | Radio Unit_AHEB_NSN_1800 FDD_4x40W |  |  |  | 10000455349 | GOOD | 0 |  |  |  | V400 | KG01 | 01 | TE-806312-D-01
GG242272669 | 200001465 | AMIA AirScale Subrack_A type |  |  |  | 10000464683 | GOOD | 0 |  |  |  | V400 | AG01 | 01 | TE-806312-D-01
DH242552116 | 200001569 | Radio Unit_AHEB_NSN_1800 FDD_4x40W |  |  |  | 10000467236 | GOOD | 0 |  |  |  | V400 | KG01 | 01 | TE-806312-D-01
DH242552120 | 200001569 | Radio Unit_AHEB_NSN_1800 FDD_4x40W |  |  |  | 10000467237 | GOOD | 0 |  |  |  | V400 | KG01 | 01 | TE-806312-D-01
DH242552128 | 200001569 | Radio Unit_AHEB_NSN_1800 FDD_4x40W |  |  |  | 10000467238 | GOOD | 0 |  |  |  | V400 | KG01 | 01 | TE-806312-D-01
DH242552130 | 200001569 | Radio Unit_AHEB_NSN_1800 FDD_4x40W |  |  |  | 10000467239 | GOOD | 0 |  |  |  | V400 | KG01 | 01 | TE-806312-D-01
DH242552132 | 200001569 | Radio Unit_AHEB_NSN_1800 FDD_4x40W |  |  |  | 10000467240 | GOOD | 0 |  |  |  | V400 | KG01 | 01 | TE-806312-D-01
DH242552135 | 200001569 | Radio Unit_AHEB_NSN_1800 FDD_4x40W |  |  |  | 10000467241 | GOOD | 0 |  |  |  | V400 | KG01 | 01 | TE-806312-D-01
DH242552220 | 200001569 | Radio Unit_AHEB_NSN_1800 FDD_4x40W |  |  |  | 10000467242 | GOOD | 0 |  |  |  | V400 | KG01 | 01 | TE-806312-D-01
DH242552235 | 200001569 | Radio Unit_AHEB_NSN_1800 FDD_4x40W |  |  |  | 10000467243 | GOOD | 0 |  |  |  | V400 | KG01 | 01 | TE-806312-D-01
DH242552237 | 200001569 | Radio Unit_AHEB_NSN_1800 FDD_4x40W |  |  |  | 10000467244 | GOOD | 0 |  |  |  | V400 | KG01 | 01 | TE-806312-D-01
DH242552246 | 200001569 | Radio Unit_AHEB_NSN_1800 FDD_4x40W |  |  |  | 10000467273 | GOOD | 0 |  |  |  | V400 | KG01 | 01 | TE-806312-D-01
RK233907035 | 200001465 | AMIA AirScale Subrack_A type |  |  |  | 10000468310 | GOOD | 0 |  |  |  | V400 | AG01 | 01 | TE-806312-D-01
K9242560158 | 200001578 | Radio Unit_AREA_B3_6x80W_NSN |  |  |  | 10000468595 | GOOD | 0 |  |  |  | V400 | KG01 | 01 | TE-806312-D-01
K9242554486 | 200001578 | Radio Unit_AREA_B3_6x80W_NSN |  |  |  | 10000468600 | GOOD | 0 |  |  |  | V400 | KG01 | 01 | TE-806312-D-01
K9242554484 | 200001578 | Radio Unit_AREA_B3_6x80W_NSN |  |  |  | 10000468611 | GOOD | 0 |  |  |  | V400 | KG01 | 01 | TE-806312-D-01
K9242554741 | 200001578 | Radio Unit_AREA_B3_6x80W_NSN |  |  |  | 10000468634 | GOOD | 0 |  |  |  | V400 | KG01 | 01 | TE-806312-D-01
K9242554742 | 200001578 | Radio Unit_AREA_B3_6x80W_NSN |  |  |  | 10000468644 | GOOD | 0 |  |  |  | V400 | KG01 | 01 | TE-806312-D-01
K9242554743 | 200001578 | Radio Unit_AREA_B3_6x80W_NSN |  |  |  | 10000468645 | GOOD | 0 |  |  |  | V400 | KG01 | 01 | TE-806312-D-01
YR345247010025 | 200009108 | Power Supply_Nokia_6 port/30A |  |  |  | 10000477598 | GOOD | 0 |  |  |  | V400 | AG01 | 01 | TE-806312-D-01
YR345247010026 | 200009108 | Power Supply_Nokia_6 port/30A |  |  |  | 10000477599 | GOOD | 0 |  |  |  | V400 | AG01 | 01 | TE-806312-D-01
YR345247010027 | 200009108 | Power Supply_Nokia_6 port/30A |  |  |  | 10000477600 | GOOD | 0 |  |  |  | V400 | AG01 | 01 | TE-806312-D-01
YR345247010028 | 200009108 | Power Supply_Nokia_6 port/30A |  |  |  | 10000477601 | GOOD | 0 |  |  |  | V400 | AG01 | 01 | TE-806312-D-01
YR345247010029 | 200009108 | Power Supply_Nokia_6 port/30A |  |  |  | 10000477602 | GOOD | 0 |  |  |  | V400 | AG01 | 01 | TE-806312-D-01
YR345247010030 | 200009108 | Power Supply_Nokia_6 port/30A |  |  |  | 10000477603 | GOOD | 0 |  |  |  | V400 | AG01 | 01 | TE-806312-D-01
YR345247010049 | 200009108 | Power Supply_Nokia_6 port/30A |  |  |  | 10000477611 | GOOD | 0 |  |  |  | V400 | AG01 | 01 | TE-806312-D-01
YR345247010050 | 200009108 | Power Supply_Nokia_6 port/30A |  |  |  | 10000477612 | GOOD | 0 |  |  |  | V400 | AG01 | 01 | TE-806312-D-01
YR345247010051 | 200009108 | Power Supply_Nokia_6 port/30A |  |  |  | 10000477613 | GOOD | 0 |  |  |  | V400 | AG01 | 01 | TE-806312-D-01
YR345247010052 | 200009108 | Power Supply_Nokia_6 port/30A |  |  |  | 10000477614 | GOOD | 0 |  |  |  | V400 | AG01 | 01 | TE-806312-D-01
YR345247010053 | 200009108 | Power Supply_Nokia_6 port/30A |  |  |  | 10000477615 | GOOD | 0 |  |  |  | V400 | AG01 | 01 | TE-806312-D-01
YR345247010054 | 200009108 | Power Supply_Nokia_6 port/30A |  |  |  | 10000477616 | GOOD | 0 |  |  |  | V400 | AG01 | 01 | TE-806312-D-01
YR345247010055 | 200009108 | Power Supply_Nokia_6 port/30A |  |  |  | 10000477617 | GOOD | 0 |  |  |  | V400 | AG01 | 01 | TE-806312-D-01
YR345247010056 | 200009108 | Power Supply_Nokia_6 port/30A |  |  |  | 10000477618 | GOOD | 0 |  |  |  | V400 | AG01 | 01 | TE-806312-D-01
YR345247010057 | 200009108 | Power Supply_Nokia_6 port/30A |  |  |  | 10000477619 | GOOD | 0 |  |  |  | V400 | AG01 | 01 | TE-806312-D-01
YR345247010058 | 200009108 | Power Supply_Nokia_6 port/30A |  |  |  | 10000477620 | GOOD | 0 |  |  |  | V400 | AG01 | 01 | TE-806312-D-01
YR345247010059 | 200009108 | Power Supply_Nokia_6 port/30A |  |  |  | 10000477621 | GOOD | 0 |  |  |  | V400 | AG01 | 01 | TE-806312-D-01
YR345247010060 | 200009108 | Power Supply_Nokia_6 port/30A |  |  |  | 10000477622 | GOOD | 0 |  |  |  | V400 | AG01 | 01 | TE-806312-D-01
YR345247010109 | 200009108 | Power Supply_Nokia_6 port/30A |  |  |  | 10000477635 | GOOD | 0 |  |  |  | V400 | AG01 | 01 | TE-806312-D-01
YR345247010110 | 200009108 | Power Supply_Nokia_6 port/30A |  |  |  | 10000477636 | GOOD | 0 |  |  |  | V400 | AG01 | 01 | TE-806312-D-01
YR345247010111 | 200009108 | Power Supply_Nokia_6 port/30A |  |  |  | 10000477637 | GOOD | 0 |  |  |  | V400 | AG01 | 01 | TE-806312-D-01
YR345247010112 | 200009108 | Power Supply_Nokia_6 port/30A |  |  |  | 10000477638 | GOOD | 0 |  |  |  | V400 | AG01 | 01 | TE-806312-D-01
YR345247010113 | 200009108 | Power Supply_Nokia_6 port/30A |  |  |  | 10000477639 | GOOD | 0 |  |  |  | V400 | AG01 | 01 | TE-806312-D-01
YR345247010114 | 200009108 | Power Supply_Nokia_6 port/30A |  |  |  | 10000477640 | GOOD | 0 |  |  |  | V400 | AG01 | 01 | TE-806312-D-01
YR345247010115 | 200009108 | Power Supply_Nokia_6 port/30A |  |  |  | 10000477641 | GOOD | 0 |  |  |  | V400 | AG01 | 01 | TE-806312-D-01
YR345247010116 | 200009108 | Power Supply_Nokia_6 port/30A |  |  |  | 10000477642 | GOOD | 0 |  |  |  | V400 | AG01 | 01 | TE-806312-D-01
YR345247010117 | 200009108 | Power Supply_Nokia_6 port/30A |  |  |  | 10000477643 | GOOD | 0 |  |  |  | V400 | AG01 | 01 | TE-806312-D-01
YR345247010118 | 200009108 | Power Supply_Nokia_6 port/30A |  |  |  | 10000477644 | GOOD | 0 |  |  |  | V400 | AG01 | 01 | TE-806312-D-01
YR345247010119 | 200009108 | Power Supply_Nokia_6 port/30A |  |  |  | 10000477645 | GOOD | 0 |  |  |  | V400 | AG01 | 01 | TE-806312-D-01
YR345247010120 | 200009108 | Power Supply_Nokia_6 port/30A |  |  |  | 10000477646 | GOOD | 0 |  |  |  | V400 | AG01 | 01 | TE-806312-D-01
YR345247010133 | 200009108 | Power Supply_Nokia_6 port/30A |  |  |  | 10000477659 | GOOD | 0 |  |  |  | V400 | AG01 | 01 | TE-806312-D-01
YR345247010134 | 200009108 | Power Supply_Nokia_6 port/30A |  |  |  | 10000477660 | GOOD | 0 |  |  |  | V400 | AG01 | 01 | TE-806312-D-01
YR345247010135 | 200009108 | Power Supply_Nokia_6 port/30A |  |  |  | 10000477661 | GOOD | 0 |  |  |  | V400 | AG01 | 01 | TE-806312-D-01
YR345247010136 | 200009108 | Power Supply_Nokia_6 port/30A |  |  |  | 10000477662 | GOOD | 0 |  |  |  | V400 | AG01 | 01 | TE-806312-D-01
YR345247010137 | 200009108 | Power Supply_Nokia_6 port/30A |  |  |  | 10000477663 | GOOD | 0 |  |  |  | V400 | AG01 | 01 | TE-806312-D-01
YR345247010138 | 200009108 | Power Supply_Nokia_6 port/30A |  |  |  | 10000477664 | GOOD | 0 |  |  |  | V400 | AG01 | 01 | TE-806312-D-01
YR345247010139 | 200009108 | Power Supply_Nokia_6 port/30A |  |  |  | 10000477665 | GOOD | 0 |  |  |  | V400 | AG01 | 01 | TE-806312-D-01
YR345247010140 | 200009108 | Power Supply_Nokia_6 port/30A |  |  |  | 10000477666 | GOOD | 0 |  |  |  | V400 | AG01 | 01 | TE-806312-D-01
YR345247010141 | 200009108 | Power Supply_Nokia_6 port/30A |  |  |  | 10000477667 | GOOD | 0 |  |  |  | V400 | AG01 | 01 | TE-806312-D-01
YR345247010142 | 200009108 | Power Supply_Nokia_6 port/30A |  |  |  | 10000477668 | GOOD | 0 |  |  |  | V400 | AG01 | 01 | TE-806312-D-01
YR345247010143 | 200009108 | Power Supply_Nokia_6 port/30A |  |  |  | 10000477669 | GOOD | 0 |  |  |  | V400 | AG01 | 01 | TE-806312-D-01
YR345247010144 | 200009108 | Power Supply_Nokia_6 port/30A |  |  |  | 10000477670 | GOOD | 0 |  |  |  | V400 | AG01 | 01 | TE-806312-D-01
YR345247010151 | 200009108 | Power Supply_Nokia_6 port/30A |  |  |  | 10000477677 | GOOD | 0 |  |  |  | V400 | AG01 | 01 | TE-806312-D-01
YR345247010152 | 200009108 | Power Supply_Nokia_6 port/30A |  |  |  | 10000477678 | GOOD | 0 |  |  |  | V400 | AG01 | 01 | TE-806312-D-01
YR345247010153 | 200009108 | Power Supply_Nokia_6 port/30A |  |  |  | 10000477679 | GOOD | 0 |  |  |  | V400 | AG01 | 01 | TE-806312-D-01
YR345247010154 | 200009108 | Power Supply_Nokia_6 port/30A |  |  |  | 10000477680 | GOOD | 0 |  |  |  | V400 | AG01 | 01 | TE-806312-D-01
YR345247010155 | 200009108 | Power Supply_Nokia_6 port/30A |  |  |  | 10000477681 | GOOD | 0 |  |  |  | V400 | AG01 | 01 | TE-806312-D-01
YR345247010156 | 200009108 | Power Supply_Nokia_6 port/30A |  |  |  | 10000477682 | GOOD | 0 |  |  |  | V400 | AG01 | 01 | TE-806312-D-01
YR345247010157 | 200009108 | Power Supply_Nokia_6 port/30A |  |  |  | 10000477683 | GOOD | 0 |  |  |  | V400 | AG01 | 01 | TE-806312-D-01
YR345247010158 | 200009108 | Power Supply_Nokia_6 port/30A |  |  |  | 10000477684 | GOOD | 0 |  |  |  | V400 | AG01 | 01 | TE-806312-D-01
YR345247010159 | 200009108 | Power Supply_Nokia_6 port/30A |  |  |  | 10000477685 | GOOD | 0 |  |  |  | V400 | AG01 | 01 | TE-806312-D-01
YR345247010160 | 200009108 | Power Supply_Nokia_6 port/30A |  |  |  | 10000477686 | GOOD | 0 |  |  |  | V400 | AG01 | 01 | TE-806312-D-01
YR345247010161 | 200009108 | Power Supply_Nokia_6 port/30A |  |  |  | 10000477687 | GOOD | 0 |  |  |  | V400 | AG01 | 01 | TE-806312-D-01
YR345247010162 | 200009108 | Power Supply_Nokia_6 port/30A |  |  |  | 10000477688 | GOOD | 0 |  |  |  | V400 | AG01 | 01 | TE-806312-D-01
YR345247010163 | 200009108 | Power Supply_Nokia_6 port/30A |  |  |  | 10000477689 | GOOD | 0 |  |  |  | V400 | AG01 | 01 | TE-806312-D-01
YR345247010164 | 200009108 | Power Supply_Nokia_6 port/30A |  |  |  | 10000477690 | GOOD | 0 |  |  |  | V400 | AG01 | 01 | TE-806312-D-01
YR345247010165 | 200009108 | Power Supply_Nokia_6 port/30A |  |  |  | 10000477691 | GOOD | 0 |  |  |  | V400 | AG01 | 01 | TE-806312-D-01
YR345247010166 | 200009108 | Power Supply_Nokia_6 port/30A |  |  |  | 10000477692 | GOOD | 0 |  |  |  | V400 | AG01 | 01 | TE-806312-D-01
YR345247010167 | 200009108 | Power Supply_Nokia_6 port/30A |  |  |  | 10000477693 | GOOD | 0 |  |  |  | V400 | AG01 | 01 | TE-806312-D-01
YR345247010168 | 200009108 | Power Supply_Nokia_6 port/30A |  |  |  | 10000477694 | GOOD | 0 |  |  |  | V400 | AG01 | 01 | TE-806312-D-01
YR345247010169 | 200009108 | Power Supply_Nokia_6 port/30A |  |  |  | 10000477695 | GOOD | 0 |  |  |  | V400 | AG01 | 01 | TE-806312-D-01
YR345247010170 | 200009108 | Power Supply_Nokia_6 port/30A |  |  |  | 10000477696 | GOOD | 0 |  |  |  | V400 | AG01 | 01 | TE-806312-D-01
YR345247010171 | 200009108 | Power Supply_Nokia_6 port/30A |  |  |  | 10000477697 | GOOD | 0 |  |  |  | V400 | AG01 | 01 | TE-806312-D-01
YR345247010172 | 200009108 | Power Supply_Nokia_6 port/30A |  |  |  | 10000477698 | GOOD | 0 |  |  |  | V400 | AG01 | 01 | TE-806312-D-01
YR345247010173 | 200009108 | Power Supply_Nokia_6 port/30A |  |  |  | 10000477699 | GOOD | 0 |  |  |  | V400 | AG01 | 01 | TE-806312-D-01
YR345247010174 | 200009108 | Power Supply_Nokia_6 port/30A |  |  |  | 10000477700 | GOOD | 0 |  |  |  | V400 | AG01 | 01 | TE-806312-D-01
YR345247010181 | 200009108 | Power Supply_Nokia_6 port/30A |  |  |  | 10000477707 | GOOD | 0 |  |  |  | V400 | AG01 | 01 | TE-806312-D-01
YR345247010182 | 200009108 | Power Supply_Nokia_6 port/30A |  |  |  | 10000477708 | GOOD | 0 |  |  |  | V400 | AG01 | 01 | TE-806312-D-01
YR345247010183 | 200009108 | Power Supply_Nokia_6 port/30A |  |  |  | 10000477709 | GOOD | 0 |  |  |  | V400 | AG01 | 01 | TE-806312-D-01
YR345247010184 | 200009108 | Power Supply_Nokia_6 port/30A |  |  |  | 10000477710 | GOOD | 0 |  |  |  | V400 | AG01 | 01 | TE-806312-D-01
YR345247010185 | 200009108 | Power Supply_Nokia_6 port/30A |  |  |  | 10000477711 | GOOD | 0 |  |  |  | V400 | AG01 | 01 | TE-806312-D-01
YR345247010186 | 200009108 | Power Supply_Nokia_6 port/30A |  |  |  | 10000477712 | GOOD | 0 |  |  |  | V400 | AG01 | 01 | TE-806312-D-01
YR345247010187 | 200009108 | Power Supply_Nokia_6 port/30A |  |  |  | 10000477713 | GOOD | 0 |  |  |  | V400 | AG01 | 01 | TE-806312-D-01
YR345247010188 | 200009108 | Power Supply_Nokia_6 port/30A |  |  |  | 10000477714 | GOOD | 0 |  |  |  | V400 | AG01 | 01 | TE-806312-D-01
YR345247010189 | 200009108 | Power Supply_Nokia_6 port/30A |  |  |  | 10000477715 | GOOD | 0 |  |  |  | V400 | AG01 | 01 | TE-806312-D-01
YR345247010190 | 200009108 | Power Supply_Nokia_6 port/30A |  |  |  | 10000477716 | GOOD | 0 |  |  |  | V400 | AG01 | 01 | TE-806312-D-01
YR345247010191 | 200009108 | Power Supply_Nokia_6 port/30A |  |  |  | 10000477717 | GOOD | 0 |  |  |  | V400 | AG01 | 01 | TE-806312-D-01
YR345247010192 | 200009108 | Power Supply_Nokia_6 port/30A |  |  |  | 10000477718 | GOOD | 0 |  |  |  | V400 | AG01 | 01 | TE-806312-D-01
YR345247010193 | 200009108 | Power Supply_Nokia_6 port/30A |  |  |  | 10000477719 | GOOD | 0 |  |  |  | V400 | AG01 | 01 | TE-806312-D-01
YR345247010194 | 200009108 | Power Supply_Nokia_6 port/30A |  |  |  | 10000477720 | GOOD | 0 |  |  |  | V400 | AG01 | 01 | TE-806312-D-01
YR345247010195 | 200009108 | Power Supply_Nokia_6 port/30A |  |  |  | 10000477721 | GOOD | 0 |  |  |  | V400 | AG01 | 01 | TE-806312-D-01
YR345247010196 | 200009108 | Power Supply_Nokia_6 port/30A |  |  |  | 10000477722 | GOOD | 0 |  |  |  | V400 | AG01 | 01 | TE-806312-D-01
YR345247010197 | 200009108 | Power Supply_Nokia_6 port/30A |  |  |  | 10000477723 | GOOD | 0 |  |  |  | V400 | AG01 | 01 | TE-806312-D-01
YR345247010198 | 200009108 | Power Supply_Nokia_6 port/30A |  |  |  | 10000477724 | GOOD | 0 |  |  |  | V400 | AG01 | 01 | TE-806312-D-01
YR345247010199 | 200009108 | Power Supply_Nokia_6 port/30A |  |  |  | 10000477725 | GOOD | 0 |  |  |  | V400 | AG01 | 01 | TE-806312-D-01
YR345247010200 | 200009108 | Power Supply_Nokia_6 port/30A |  |  |  | 10000477726 | GOOD | 0 |  |  |  | V400 | AG01 | 01 | TE-806312-D-01
YR345247010201 | 200009108 | Power Supply_Nokia_6 port/30A |  |  |  | 10000477727 | GOOD | 0 |  |  |  | V400 | AG01 | 01 | TE-806312-D-01
YR345247010202 | 200009108 | Power Supply_Nokia_6 port/30A |  |  |  | 10000477728 | GOOD | 0 |  |  |  | V400 | AG01 | 01 | TE-806312-D-01
YR345247010203 | 200009108 | Power Supply_Nokia_6 port/30A |  |  |  | 10000477729 | GOOD | 0 |  |  |  | V400 | AG01 | 01 | TE-806312-D-01
YR345247010204 | 200009108 | Power Supply_Nokia_6 port/30A |  |  |  | 10000477730 | GOOD | 0 |  |  |  | V400 | AG01 | 01 | TE-806312-D-01
YR345247010211 | 200009108 | Power Supply_Nokia_6 port/30A |  |  |  | 10000477737 | GOOD | 0 |  |  |  | V400 | AG01 | 01 | TE-806312-D-01
YR345247010212 | 200009108 | Power Supply_Nokia_6 port/30A |  |  |  | 10000477738 | GOOD | 0 |  |  |  | V400 | AG01 | 01 | TE-806312-D-01
YR345247010213 | 200009108 | Power Supply_Nokia_6 port/30A |  |  |  | 10000477739 | GOOD | 0 |  |  |  | V400 | AG01 | 01 | TE-806312-D-01
YR345247010214 | 200009108 | Power Supply_Nokia_6 port/30A |  |  |  | 10000477740 | GOOD | 0 |  |  |  | V400 | AG01 | 01 | TE-806312-D-01
YR345247010215 | 200009108 | Power Supply_Nokia_6 port/30A |  |  |  | 10000477741 | GOOD | 0 |  |  |  | V400 | AG01 | 01 | TE-806312-D-01
YR345247010216 | 200009108 | Power Supply_Nokia_6 port/30A |  |  |  | 10000477742 | GOOD | 0 |  |  |  | V400 | AG01 | 01 | TE-806312-D-01
YR345247010217 | 200009108 | Power Supply_Nokia_6 port/30A |  |  |  | 10000477743 | GOOD | 0 |  |  |  | V400 | AG01 | 01 | TE-806312-D-01
YR345247010218 | 200009108 | Power Supply_Nokia_6 port/30A |  |  |  | 10000477744 | GOOD | 0 |  |  |  | V400 | AG01 | 01 | TE-806312-D-01
YR345247010219 | 200009108 | Power Supply_Nokia_6 port/30A |  |  |  | 10000477745 | GOOD | 0 |  |  |  | V400 | AG01 | 01 | TE-806312-D-01
YR345247010220 | 200009108 | Power Supply_Nokia_6 port/30A |  |  |  | 10000477746 | GOOD | 0 |  |  |  | V400 | AG01 | 01 | TE-806312-D-01
YR345247010221 | 200009108 | Power Supply_Nokia_6 port/30A |  |  |  | 10000477747 | GOOD | 0 |  |  |  | V400 | AG01 | 01 | TE-806312-D-01
YR345247010222 | 200009108 | Power Supply_Nokia_6 port/30A |  |  |  | 10000477748 | GOOD | 0 |  |  |  | V400 | AG01 | 01 | TE-806312-D-01
YR345247010229 | 200009108 | Power Supply_Nokia_6 port/30A |  |  |  | 10000477755 | GOOD | 0 |  |  |  | V400 | AG01 | 01 | TE-806312-D-01
YR345247010230 | 200009108 | Power Supply_Nokia_6 port/30A |  |  |  | 10000477756 | GOOD | 0 |  |  |  | V400 | AG01 | 01 | TE-806312-D-01
YR345247010231 | 200009108 | Power Supply_Nokia_6 port/30A |  |  |  | 10000477757 | GOOD | 0 |  |  |  | V400 | AG01 | 01 | TE-806312-D-01
YR345247010232 | 200009108 | Power Supply_Nokia_6 port/30A |  |  |  | 10000477758 | GOOD | 0 |  |  |  | V400 | AG01 | 01 | TE-806312-D-01
YR345247010233 | 200009108 | Power Supply_Nokia_6 port/30A |  |  |  | 10000477759 | GOOD | 0 |  |  |  | V400 | AG01 | 01 | TE-806312-D-01
YR345247010234 | 200009108 | Power Supply_Nokia_6 port/30A |  |  |  | 10000477760 | GOOD | 0 |  |  |  | V400 | AG01 | 01 | TE-806312-D-01
YR345247010337 | 200009108 | Power Supply_Nokia_6 port/30A |  |  |  | 10000477863 | GOOD | 0 |  |  |  | V400 | AG01 | 01 | TE-806312-D-01
YR345247010338 | 200009108 | Power Supply_Nokia_6 port/30A |  |  |  | 10000477864 | GOOD | 0 |  |  |  | V400 | AG01 | 01 | TE-806312-D-01
YR345247010339 | 200009108 | Power Supply_Nokia_6 port/30A |  |  |  | 10000477865 | GOOD | 0 |  |  |  | V400 | AG01 | 01 | TE-806312-D-01
YR345247010340 | 200009108 | Power Supply_Nokia_6 port/30A |  |  |  | 10000477866 | GOOD | 0 |  |  |  | V400 | AG01 | 01 | TE-806312-D-01
YR345247010341 | 200009108 | Power Supply_Nokia_6 port/30A |  |  |  | 10000477867 | GOOD | 0 |  |  |  | V400 | AG01 | 01 | TE-806312-D-01
YR345247010342 | 200009108 | Power Supply_Nokia_6 port/30A |  |  |  | 10000477868 | GOOD | 0 |  |  |  | V400 | AG01 | 01 | TE-806312-D-01
YR345247010673 | 200009108 | Power Supply_Nokia_6 port/30A |  |  |  | 10000478199 | GOOD | 0 |  |  |  | V400 | AG01 | 01 | TE-806312-D-01
YR345247010674 | 200009108 | Power Supply_Nokia_6 port/30A |  |  |  | 10000478200 | GOOD | 0 |  |  |  | V400 | AG01 | 01 | TE-806312-D-01
YR345247010675 | 200009108 | Power Supply_Nokia_6 port/30A |  |  |  | 10000478201 | GOOD | 0 |  |  |  | V400 | AG01 | 01 | TE-806312-D-01
YR345247010676 | 200009108 | Power Supply_Nokia_6 port/30A |  |  |  | 10000478202 | GOOD | 0 |  |  |  | V400 | AG01 | 01 | TE-806312-D-01
YR345247010677 | 200009108 | Power Supply_Nokia_6 port/30A |  |  |  | 10000478203 | GOOD | 0 |  |  |  | V400 | AG01 | 01 | TE-806312-D-01
YR345247010678 | 200009108 | Power Supply_Nokia_6 port/30A |  |  |  | 10000478204 | GOOD | 0 |  |  |  | V400 | AG01 | 01 | TE-806312-D-01
YR345247010679 | 200009108 | Power Supply_Nokia_6 port/30A |  |  |  | 10000478205 | GOOD | 0 |  |  |  | V400 | AG01 | 01 | TE-806312-D-01
YR345247010680 | 200009108 | Power Supply_Nokia_6 port/30A |  |  |  | 10000478206 | GOOD | 0 |  |  |  | V400 | AG01 | 01 | TE-806312-D-01
YR345247010681 | 200009108 | Power Supply_Nokia_6 port/30A |  |  |  | 10000478207 | GOOD | 0 |  |  |  | V400 | AG01 | 01 | TE-806312-D-01
YR345247010682 | 200009108 | Power Supply_Nokia_6 port/30A |  |  |  | 10000478208 | GOOD | 0 |  |  |  | V400 | AG01 | 01 | TE-806312-D-01
YR345247010683 | 200009108 | Power Supply_Nokia_6 port/30A |  |  |  | 10000478209 | GOOD | 0 |  |  |  | V400 | AG01 | 01 | TE-806312-D-01
YR345247010684 | 200009108 | Power Supply_Nokia_6 port/30A |  |  |  | 10000478210 | GOOD | 0 |  |  |  | V400 | AG01 | 01 | TE-806312-D-01
YR345247010685 | 200009108 | Power Supply_Nokia_6 port/30A |  |  |  | 10000478211 | GOOD | 0 |  |  |  | V400 | AG01 | 01 | TE-806312-D-01
YR345247010686 | 200009108 | Power Supply_Nokia_6 port/30A |  |  |  | 10000478212 | GOOD | 0 |  |  |  | V400 | AG01 | 01 | TE-806312-D-01
YR345247010687 | 200009108 | Power Supply_Nokia_6 port/30A |  |  |  | 10000478213 | GOOD | 0 |  |  |  | V400 | AG01 | 01 | TE-806312-D-01
YR345247010688 | 200009108 | Power Supply_Nokia_6 port/30A |  |  |  | 10000478214 | GOOD | 0 |  |  |  | V400 | AG01 | 01 | TE-806312-D-01
YR345247010689 | 200009108 | Power Supply_Nokia_6 port/30A |  |  |  | 10000478215 | GOOD | 0 |  |  |  | V400 | AG01 | 01 | TE-806312-D-01
YR345247010690 | 200009108 | Power Supply_Nokia_6 port/30A |  |  |  | 10000478216 | GOOD | 0 |  |  |  | V400 | AG01 | 01 | TE-806312-D-01
YR345247010727 | 200009108 | Power Supply_Nokia_6 port/30A |  |  |  | 10000478253 | GOOD | 0 |  |  |  | V400 | AG01 | 01 | TE-806312-D-01
YR345247010728 | 200009108 | Power Supply_Nokia_6 port/30A |  |  |  | 10000478254 | GOOD | 0 |  |  |  | V400 | AG01 | 01 | TE-806312-D-01
YR345247010729 | 200009108 | Power Supply_Nokia_6 port/30A |  |  |  | 10000478255 | GOOD | 0 |  |  |  | V400 | AG01 | 01 | TE-806312-D-01
YR345247010730 | 200009108 | Power Supply_Nokia_6 port/30A |  |  |  | 10000478256 | GOOD | 0 |  |  |  | V400 | AG01 | 01 | TE-806312-D-01
YR345247010731 | 200009108 | Power Supply_Nokia_6 port/30A |  |  |  | 10000478257 | GOOD | 0 |  |  |  | V400 | AG01 | 01 | TE-806312-D-01
YR345247010732 | 200009108 | Power Supply_Nokia_6 port/30A |  |  |  | 10000478258 | GOOD | 0 |  |  |  | V400 | AG01 | 01 | TE-806312-D-01
YR345247010733 | 200009108 | Power Supply_Nokia_6 port/30A |  |  |  | 10000478259 | GOOD | 0 |  |  |  | V400 | AG01 | 01 | TE-806312-D-01
YR345247010734 | 200009108 | Power Supply_Nokia_6 port/30A |  |  |  | 10000478260 | GOOD | 0 |  |  |  | V400 | AG01 | 01 | TE-806312-D-01
YR345247010735 | 200009108 | Power Supply_Nokia_6 port/30A |  |  |  | 10000478261 | GOOD | 0 |  |  |  | V400 | AG01 | 01 | TE-806312-D-01
YR345247010736 | 200009108 | Power Supply_Nokia_6 port/30A |  |  |  | 10000478262 | GOOD | 0 |  |  |  | V400 | AG01 | 01 | TE-806312-D-01
YR345247010737 | 200009108 | Power Supply_Nokia_6 port/30A |  |  |  | 10000478263 | GOOD | 0 |  |  |  | V400 | AG01 | 01 | TE-806312-D-01
YR345247010738 | 200009108 | Power Supply_Nokia_6 port/30A |  |  |  | 10000478264 | GOOD | 0 |  |  |  | V400 | AG01 | 01 | TE-806312-D-01
DH242316277 | 200001569 | Radio Unit_AHEB_NSN_1800 FDD_4x40W |  |  |  | 10000478339 | GOOD | 0 |  |  |  | V400 | AG01 | 01 | TE-806312-D-01
DH242343350 | 200001569 | Radio Unit_AHEB_NSN_1800 FDD_4x40W |  |  |  | 10000478368 | GOOD | 0 |  |  |  | V400 | AG01 | 01 | TE-806312-D-01
DH242343351 | 200001569 | Radio Unit_AHEB_NSN_1800 FDD_4x40W |  |  |  | 10000478369 | GOOD | 0 |  |  |  | V400 | AG01 | 01 | TE-806312-D-01
DH242343374 | 200001569 | Radio Unit_AHEB_NSN_1800 FDD_4x40W |  |  |  | 10000478374 | GOOD | 0 |  |  |  | V400 | AG01 | 01 | TE-806312-D-01
DH242343375 | 200001569 | Radio Unit_AHEB_NSN_1800 FDD_4x40W |  |  |  | 10000478375 | GOOD | 0 |  |  |  | V400 | AG01 | 01 | TE-806312-D-01
DH242343376 | 200001569 | Radio Unit_AHEB_NSN_1800 FDD_4x40W |  |  |  | 10000478376 | GOOD | 0 |  |  |  | V400 | AG01 | 01 | TE-806312-D-01
DH242411198 | 200001569 | Radio Unit_AHEB_NSN_1800 FDD_4x40W |  |  |  | 10000478377 | GOOD | 0 |  |  |  | V400 | AG01 | 01 | TE-806312-D-01
DH242411202 | 200001569 | Radio Unit_AHEB_NSN_1800 FDD_4x40W |  |  |  | 10000478378 | GOOD | 0 |  |  |  | V400 | AG01 | 01 | TE-806312-D-01
DH242411206 | 200001569 | Radio Unit_AHEB_NSN_1800 FDD_4x40W |  |  |  | 10000478379 | GOOD | 0 |  |  |  | V400 | AG01 | 01 | TE-806312-D-01
DH242411222 | 200001569 | Radio Unit_AHEB_NSN_1800 FDD_4x40W |  |  |  | 10000478383 | GOOD | 0 |  |  |  | V400 | AG01 | 01 | TE-806312-D-01
DH242411236 | 200001569 | Radio Unit_AHEB_NSN_1800 FDD_4x40W |  |  |  | 10000478388 | GOOD | 0 |  |  |  | V400 | AG01 | 01 | TE-806312-D-01
DH242411292 | 200001569 | Radio Unit_AHEB_NSN_1800 FDD_4x40W |  |  |  | 10000478389 | GOOD | 0 |  |  |  | V400 | AG01 | 01 | TE-806312-D-01
DH242411294 | 200001569 | Radio Unit_AHEB_NSN_1800 FDD_4x40W |  |  |  | 10000478390 | GOOD | 0 |  |  |  | V400 | AG01 | 01 | TE-806312-D-01
DH242411300 | 200001569 | Radio Unit_AHEB_NSN_1800 FDD_4x40W |  |  |  | 10000478391 | GOOD | 0 |  |  |  | V400 | AG01 | 01 | TE-806312-D-01
DH242411324 | 200001569 | Radio Unit_AHEB_NSN_1800 FDD_4x40W |  |  |  | 10000478392 | GOOD | 0 |  |  |  | V400 | AG01 | 01 | TE-806312-D-01
DH242343361 | 200001569 | Radio Unit_AHEB_NSN_1800 FDD_4x40W |  |  |  | 10000478465 | GOOD | 0 |  |  |  | V400 | AG01 | 01 | TE-806312-D-01
DH242343387 | 200001569 | Radio Unit_AHEB_NSN_1800 FDD_4x40W |  |  |  | 10000478467 | GOOD | 0 |  |  |  | V400 | AG01 | 01 | TE-806312-D-01
DH242411297 | 200001569 | Radio Unit_AHEB_NSN_1800 FDD_4x40W |  |  |  | 10000478471 | GOOD | 0 |  |  |  | V400 | AG01 | 01 | TE-806312-D-01
DH242411298 | 200001569 | Radio Unit_AHEB_NSN_1800 FDD_4x40W |  |  |  | 10000478472 | GOOD | 0 |  |  |  | V400 | AG01 | 01 | TE-806312-D-01
DH242411306 | 200001569 | Radio Unit_AHEB_NSN_1800 FDD_4x40W |  |  |  | 10000478473 | GOOD | 0 |  |  |  | V400 | AG01 | 01 | TE-806312-D-01
DH242411314 | 200001569 | Radio Unit_AHEB_NSN_1800 FDD_4x40W |  |  |  | 10000478474 | GOOD | 0 |  |  |  | V400 | AG01 | 01 | TE-806312-D-01
DH242411317 | 200001569 | Radio Unit_AHEB_NSN_1800 FDD_4x40W |  |  |  | 10000478475 | GOOD | 0 |  |  |  | V400 | AG01 | 01 | TE-806312-D-01
DH242411322 | 200001569 | Radio Unit_AHEB_NSN_1800 FDD_4x40W |  |  |  | 10000478476 | GOOD | 0 |  |  |  | V400 | AG01 | 01 | TE-806312-D-01
DH242411323 | 200001569 | Radio Unit_AHEB_NSN_1800 FDD_4x40W |  |  |  | 10000478477 | GOOD | 0 |  |  |  | V400 | AG01 | 01 | TE-806312-D-01
DH242411333 | 200001569 | Radio Unit_AHEB_NSN_1800 FDD_4x40W |  |  |  | 10000478479 | GOOD | 0 |  |  |  | V400 | AG01 | 01 | TE-806312-D-01
DH242343134 | 200001569 | Radio Unit_AHEB_NSN_1800 FDD_4x40W |  |  |  | 10000478509 | GOOD | 0 |  |  |  | V400 | AG01 | 01 | TE-806312-D-01
DH242343138 | 200001569 | Radio Unit_AHEB_NSN_1800 FDD_4x40W |  |  |  | 10000478511 | GOOD | 0 |  |  |  | V400 | AG01 | 01 | TE-806312-D-01
DH242343144 | 200001569 | Radio Unit_AHEB_NSN_1800 FDD_4x40W |  |  |  | 10000478513 | GOOD | 0 |  |  |  | V400 | AG01 | 01 | TE-806312-D-01
DH242343205 | 200001569 | Radio Unit_AHEB_NSN_1800 FDD_4x40W |  |  |  | 10000478517 | GOOD | 0 |  |  |  | V400 | AG01 | 01 | TE-806312-D-01
DH242343207 | 200001569 | Radio Unit_AHEB_NSN_1800 FDD_4x40W |  |  |  | 10000478518 | GOOD | 0 |  |  |  | V400 | AG01 | 01 | TE-806312-D-01
DH242411197 | 200001569 | Radio Unit_AHEB_NSN_1800 FDD_4x40W |  |  |  | 10000478548 | GOOD | 0 |  |  |  | V400 | AG01 | 01 | TE-806312-D-01
DH242411199 | 200001569 | Radio Unit_AHEB_NSN_1800 FDD_4x40W |  |  |  | 10000478549 | GOOD | 0 |  |  |  | V400 | AG01 | 01 | TE-806312-D-01
DH242411279 | 200001569 | Radio Unit_AHEB_NSN_1800 FDD_4x40W |  |  |  | 10000478555 | GOOD | 0 |  |  |  | V400 | AG01 | 01 | TE-806312-D-01
DH242604566 | 200001569 | Radio Unit_AHEB_NSN_1800 FDD_4x40W |  |  |  | 10000478674 | GOOD WH | 0 |  |  |  | V400 | KG01 | 01 | TE-806312-D-01
DH242604573 | 200001569 | Radio Unit_AHEB_NSN_1800 FDD_4x40W |  |  |  | 10000478704 | GOOD | 0 |  |  |  | V400 | KG01 | 01 | TE-806312-D-01
DH242604574 | 200001569 | Radio Unit_AHEB_NSN_1800 FDD_4x40W |  |  |  | 10000478705 | GOOD | 0 |  |  |  | V400 | KG01 | 01 | TE-806312-D-01
DH242632655 | 200001569 | Radio Unit_AHEB_NSN_1800 FDD_4x40W |  |  |  | 10000478856 | GOOD | 0 |  |  |  | V400 | KG01 | 01 | TE-806312-D-01
DH242632910 | 200001569 | Radio Unit_AHEB_NSN_1800 FDD_4x40W |  |  |  | 10000478865 | GOOD WH | 0 |  |  |  | V400 | KG01 | 01 | TE-806312-D-01
DH242632912 | 200001569 | Radio Unit_AHEB_NSN_1800 FDD_4x40W |  |  |  | 10000478867 | GOOD WH | 0 |  |  |  | V400 | KG01 | 01 | TE-806312-D-01
1M242411358 | 250000201 | RRU_AQHC_192AE n41_2.6GHz_32T32R_NSN |  |  |  | 10000497762 | GOOD WH | 0 | 2024-12-26 |  |  | N400 | AG01 | 01 | TE-241279-D-01
1M242105815 | 250000201 | RRU_AQHC_192AE n41_2.6GHz_32T32R_NSN |  |  |  | 10000497791 | GOOD WH | 0 | 2024-12-11 |  |  | N400 | KG01 | 01 | TE-241279-D-01
DH242723705 | 250003643 | Smallcell_RRH AHGB_2100 FDD 4x5W (B1) |  |  |  | 10000514139 | GOOD | 0 |  |  |  | V400 | KG01 | 01 | TE-806312-D-01
DH242723727 | 250003643 | Smallcell_RRH AHGB_2100 FDD 4x5W (B1) |  |  |  | 10000514150 | GOOD | 0 |  |  |  | V400 | KG01 | 01 | TE-806312-D-01
DH242812924 | 250003643 | Smallcell_RRH AHGB_2100 FDD 4x5W (B1) |  |  |  | 10000514170 | GOOD | 0 |  |  |  | V400 | KG01 | 01 | TE-806312-D-01
DH242723750 | 250003643 | Smallcell_RRH AHGB_2100 FDD 4x5W (B1) |  |  |  | 10000514187 | GOOD | 0 |  |  |  | V400 | KG01 | 01 | TE-806312-D-01
DH243109535 | 250003643 | Smallcell_RRH AHGB_2100 FDD 4x5W (B1) |  |  |  | 10000514509 | GOOD | 0 |  |  |  | V400 | KG01 | 01 | TE-806312-D-01
1M232705499 | 250000201 | RRU_AQHC_192AE n41_2.6GHz_32T32R_NSN |  |  |  | 10000515805 | GOOD WH | 0 | 2025-01-07 |  |  | N400 | KG01 | 01 | TE-241279-D-01
DH243607818 | 250000201 | RRU_AQHC_192AE n41_2.6GHz_32T32R_NSN |  |  |  | 10000528865 | GOOD WH | 0 | 2024-11-26 |  |  | N400 | AG01 | 01
DH243540939 | 250000201 | RRU_AQHC_192AE n41_2.6GHz_32T32R_NSN |  |  |  | 10000529620 | GOOD WH | 0 | 2024-12-26 |  |  | N400 | AG01 | 01 | TE-241279-D-01
DH243711953 | 250000201 | RRU_AQHC_192AE n41_2.6GHz_32T32R_NSN |  |  |  | 10000536304 | GOOD WH | 0 | 2024-12-25 |  |  | N400 | KG01 | 01 | TE-241279-D-01
DH243122078 | 200001579 | Radio Unit_AHPDA_Dualband_B8/28_NSN |  |  |  | 10000540623 | GOOD WH | 0 | 2025-03-04 |  |  | N400 | AG01 | 01 | TE-806312-D-01
DH243122092 | 200001579 | Radio Unit_AHPDA_Dualband_B8/28_NSN |  |  |  | 10000540625 | GOOD WH | 0 | 2025-03-04 |  |  | N400 | AG01 | 01 | TE-806312-D-01
DH243607115 | 200001579 | Radio Unit_AHPDA_Dualband_B8/28_NSN |  |  |  | 10000542675 | GOOD WH | 0 | 2025-03-04 |  |  | N400 | AG01 | 01 | TE-806312-D-01
DH244206304 | 200001579 | Radio Unit_AHPDA_Dualband_B8/28_NSN |  |  |  | 10000574685 | GOOD WH | 0 |  |  |  | V400 | KG01 | 01 | TE-806420-D-01
DH244220848 | 200001579 | Radio Unit_AHPDA_Dualband_B8/28_NSN |  |  |  | 10000575192 | GOOD | 0 |  |  |  | V400 | KG01 | 01 | TE-806420-D-01
DH244221040 | 200001579 | Radio Unit_AHPDA_Dualband_B8/28_NSN |  |  |  | 10000575222 | GOOD | 0 |  |  |  | V400 | KG01 | 01 | TE-806420-D-01
DH244221032 | 200001579 | Radio Unit_AHPDA_Dualband_B8/28_NSN |  |  |  | 10000575226 | GOOD WH | 0 |  |  |  | V400 | KG01 | 01 | TE-806420-D-01
DH244206251 | 200001579 | Radio Unit_AHPDA_Dualband_B8/28_NSN |  |  |  | 10000575353 | GOOD | 0 |  |  |  | V400 | KG01 | 01 | TE-806420-D-01
DH244220612 | 200001579 | Radio Unit_AHPDA_Dualband_B8/28_NSN |  |  |  | 10000575492 | GOOD WH | 0 |  |  |  | V400 | KG01 | 01 | TE-806420-D-01
DH244206066 | 200001579 | Radio Unit_AHPDA_Dualband_B8/28_NSN |  |  |  | 10000575519 | GOOD WH | 0 |  |  |  | V400 | KG01 | 01 | TE-806420-D-01
DH244335243 | 200001579 | Radio Unit_AHPDA_Dualband_B8/28_NSN |  |  |  | 10000581116 | GOOD WH | 0 |  |  |  | V400 | KG01 | 01 | TE-806420-D-01
DH244335156 | 200001579 | Radio Unit_AHPDA_Dualband_B8/28_NSN |  |  |  | 10000581133 | GOOD WH | 0 |  |  |  | V400 | KG01 | 01 | TE-806420-D-01
DH244409112 | 200001579 | Radio Unit_AHPDA_Dualband_B8/28_NSN |  |  |  | 10000581491 | GOOD WH | 0 |  |  |  | V400 | KG01 | 01 | TE-806420-D-01
DH244409117 | 200001579 | Radio Unit_AHPDA_Dualband_B8/28_NSN |  |  |  | 10000581497 | GOOD WH | 0 |  |  |  | V400 | KG01 | 01 | TE-806420-D-01
4H244360592 | 250003384 | RRH 5G AKHD AirScale RRH 8T8R n41 400W |  |  |  | 10000586636 | GOOD WH | 0 | 2025-06-27 |  |  | N400 | KG01 | 01
RK243705312 | 200001465 | AMIA AirScale Subrack_A type |  |  |  | 10000589161 | GOOD WH | 0 |  |  |  | V400 | KG01 | 01 | TE-806312-D-01
RK243705334 | 200001465 | AMIA AirScale Subrack_A type |  |  |  | 10000589164 | GOOD WH | 0 |  |  |  | V400 | KG01 | 01 | TE-806312-D-01
RK243707345 | 200001465 | AMIA AirScale Subrack_A type |  |  |  | 10000590389 | GOOD | 0 |  |  |  | V400 | KG01 | 01 | TE-806312-D-01
RK243707455 | 200001465 | AMIA AirScale Subrack_A type |  |  |  | 10000590408 | GOOD | 0 |  |  |  | V400 | KG01 | 01 | TE-806312-D-01
K9243814275 | 200001578 | Radio Unit_AREA_B3_6x80W_NSN |  |  |  | 10000590616 | GOOD | 0 |  |  |  | V400 | AG01 | 01 | TE-806420-D-01
K9243908526 | 200001578 | Radio Unit_AREA_B3_6x80W_NSN |  |  |  | 10000590682 | GOOD | 0 |  |  |  | V400 | AG01 | 01 | TE-806420-D-01
K9244752652 | 250003384 | RRH 5G AKHD AirScale RRH 8T8R n41 400W |  |  |  | 10000598140 | GOOD | 0 |  |  |  | V400 | AG01 | 01 | TE-806416-D-01
K9244752653 | 250003384 | RRH 5G AKHD AirScale RRH 8T8R n41 400W |  |  |  | 10000598141 | GOOD | 0 |  |  |  | V400 | AG01 | 01 | TE-806416-D-01
K9244752655 | 250003384 | RRH 5G AKHD AirScale RRH 8T8R n41 400W |  |  |  | 10000598143 | GOOD | 0 |  |  |  | V400 | AG01 | 01 | TE-806416-D-01
YRP033252060255 | 200001614 | Power Distribution Module_DCPD6_ZTE8840 |  |  |  | 10000632453 | GOOD | 0 |  |  |  | V400 | KG01 | 01 | TE-806422-D-01
YRP033252060256 | 200001614 | Power Distribution Module_DCPD6_ZTE8840 |  |  |  | 10000632454 | GOOD | 0 |  |  |  | V400 | KG01 | 01 | TE-806422-D-01
YRP033252060265 | 200001614 | Power Distribution Module_DCPD6_ZTE8840 |  |  |  | 10000632457 | GOOD | 0 |  |  |  | V400 | KG01 | 01 | TE-806422-D-01
YRP033252060266 | 200001614 | Power Distribution Module_DCPD6_ZTE8840 |  |  |  | 10000632458 | GOOD | 0 |  |  |  | V400 | KG01 | 01 | TE-806422-D-01
RK252905082 | 200001465 | AMIA AirScale Subrack_A type |  |  |  | 10000649477 | GOOD WH | 0 |  |  |  | V400 | KG01 | 01 | TE-833085-D-01
DH253933022 | 250003903 | AirScale Capacity Module_ ABIP_Nokia_5G |  |  |  | 10000651688 | GOOD WH | 0 |  |  |  | V400 | KG01 | 01 | TE-833085-D-01
DH253030298 | 250000201 | RRU_AQHC_192AE n41_2.6GHz_32T32R_NSN |  |  |  | 10000667573 | GOOD WH | 0 |  |  |  | V400 | KG01 | 01 | TE-833085-D-01
DH253030316 | 250000201 | RRU_AQHC_192AE n41_2.6GHz_32T32R_NSN |  |  |  | 10000667574 | GOOD WH | 0 |  |  |  | V400 | KG01 | 01 | TE-833085-D-01
DH253774627 | 200003456 | Baseband Processing Board_BPK_Nokia_ABIO |  |  |  | 10000669457 | GOOD WH | 0 |  |  |  | V400 | KG01 | 01 | TE-833085-D-01
DH253000091 | 250003903 | AirScale Capacity Module_ ABIP_Nokia_5G |  |  |  | 10000674401 | GOOD WH | 0 |  |  |  | V400 | KG01 | 01 | TE-833085-D-01
DH253050457 | 250003902 | AirScale Control Module_ASIM_NSN_5G |  |  |  | 10000685106 | GOOD | 0 |  |  |  | V400 | KG01 | 01 | TE-833085-D-01
DH253032794 | 250003903 | AirScale Capacity Module_ ABIP_Nokia_5G |  |  |  | 10000721563 | GOOD WH | 0 |  |  |  | V400 | KG01 | 01 | TE-833085-D-01
DH253033027 | 250003903 | AirScale Capacity Module_ ABIP_Nokia_5G |  |  |  | 10000727650 | GOOD | 0 |  |  |  | V400 | KG01 | 01 | TE-833085-D-01
DH253033055 | 250003903 | AirScale Capacity Module_ ABIP_Nokia_5G |  |  |  | 10000727663 | GOOD | 0 |  |  |  | V400 | KG01 | 01 | TE-833085-D-01
DH253748736 | 250000201 | RRU_AQHC_192AE n41_2.6GHz_32T32R_NSN |  |  |  | 10000727975 | GOOD | 0 |  |  |  | V400 | KG01 | 01 | TE-833085-D-01
DH253966608 | 250004855 | Radio unit AHPDC 4T4R 480W n8/n28 NSN |  |  |  | 10000765156 | GOOD | 0 |  |  |  | V400 | AG01 | 01 | TE-832779-D-01
DH253966613 | 250004855 | Radio unit AHPDC 4T4R 480W n8/n28 NSN |  |  |  | 10000765159 | GOOD | 0 |  |  |  | V400 | AG01 | 01 | TE-832779-D-01
DH253966663 | 250004855 | Radio unit AHPDC 4T4R 480W n8/n28 NSN |  |  |  | 10000765165 | GOOD | 0 |  |  |  | V400 | AG01 | 01 | TE-832779-D-01
DH253966664 | 250004855 | Radio unit AHPDC 4T4R 480W n8/n28 NSN |  |  |  | 10000765166 | GOOD | 0 |  |  |  | V400 | AG01 | 01 | TE-832779-D-01
DH254019747 | 250004855 | Radio unit AHPDC 4T4R 480W n8/n28 NSN |  |  |  | 10000765301 | GOOD | 0 |  |  |  | V400 | AG01 | 01 | TE-832779-D-01
DH254019755 | 250004855 | Radio unit AHPDC 4T4R 480W n8/n28 NSN |  |  |  | 10000765322 | GOOD | 0 |  |  |  | V400 | AG01 | 01 | TE-832779-D-01
DH254019756 | 250004855 | Radio unit AHPDC 4T4R 480W n8/n28 NSN |  |  |  | 10000765323 | GOOD | 0 |  |  |  | V400 | AG01 | 01 | TE-832779-D-01
DH254019757 | 250004855 | Radio unit AHPDC 4T4R 480W n8/n28 NSN |  |  |  | 10000765324 | GOOD | 0 |  |  |  | V400 | AG01 | 01 | TE-832779-D-01
DH254218461 | 250004855 | Radio unit AHPDC 4T4R 480W n8/n28 NSN |  |  |  | 10000765518 | GOOD | 0 |  |  |  | V400 | AG01 | 01 | TE-832779-D-01
DH254218487 | 250004855 | Radio unit AHPDC 4T4R 480W n8/n28 NSN |  |  |  | 10000765525 | GOOD | 0 |  |  |  | V400 | AG01 | 01 | TE-832779-D-01
DH254255437 | 250004855 | Radio unit AHPDC 4T4R 480W n8/n28 NSN |  |  |  | 10000765527 | GOOD | 0 |  |  |  | V400 | AG01 | 01 | TE-832779-D-01
DH254255486 | 250004855 | Radio unit AHPDC 4T4R 480W n8/n28 NSN |  |  |  | 10000765533 | GOOD | 0 |  |  |  | V400 | KG01 | 01 | TE-832779-D-01
DH254255520 | 250004855 | Radio unit AHPDC 4T4R 480W n8/n28 NSN |  |  |  | 10000765546 | GOOD | 0 |  |  |  | V400 | AG01 | 01 | TE-832779-D-01
DH254255529 | 250004855 | Radio unit AHPDC 4T4R 480W n8/n28 NSN |  |  |  | 10000765584 | GOOD | 0 |  |  |  | V400 | AG01 | 01 | TE-832779-D-01
DH254255548 | 250004855 | Radio unit AHPDC 4T4R 480W n8/n28 NSN |  |  |  | 10000765616 | GOOD | 0 |  |  |  | V400 | AG01 | 01 | TE-832779-D-01
DH254255550 | 250004855 | Radio unit AHPDC 4T4R 480W n8/n28 NSN |  |  |  | 10000765617 | GOOD | 0 |  |  |  | V400 | AG01 | 01 | TE-832779-D-01
DH254255595 | 250004855 | Radio unit AHPDC 4T4R 480W n8/n28 NSN |  |  |  | 10000765628 | GOOD | 0 |  |  |  | V400 | AG01 | 01 | TE-832779-D-01
DH254255604 | 250004855 | Radio unit AHPDC 4T4R 480W n8/n28 NSN |  |  |  | 10000765636 | GOOD | 0 |  |  |  | V400 | AG01 | 01 | TE-832779-D-01
DH254255624 | 250004855 | Radio unit AHPDC 4T4R 480W n8/n28 NSN |  |  |  | 10000765709 | GOOD | 0 |  |  |  | V400 | AG01 | 01 | TE-832779-D-01
DH254255594 | 250004855 | Radio unit AHPDC 4T4R 480W n8/n28 NSN |  |  |  | 10000765723 | GOOD | 0 |  |  |  | V400 | AG01 | 01 | TE-832779-D-01
16CN104211080 | 200008876 | Anten_SB_1800;2100;2300;2600_4port_Coms |  |  |  | 10010000301 | GOOD WH | 15321347 | 2017-01-24 | CommScope | CN | N400 | AG01 | 01
16CN104211725 | 200008876 | Anten_SB_1800;2100;2300;2600_4port_Coms |  |  |  | 10010000302 | GOOD WH | 15321347 | 2017-01-24 | CommScope | CN | N400 | AG01 | 01
16CN104211726 | 200008876 | Anten_SB_1800;2100;2300;2600_4port_Coms |  |  |  | 10010000303 | GOOD WH | 15321347 | 2017-01-24 | CommScope | CN | N400 | AG01 | 01
16CN103706485 | 200008876 | Anten_SB_1800;2100;2300;2600_4port_Coms |  |  |  | 10010000329 | GOOD WH | 12078274 | 2017-01-24 | CommScope | CN | N400 | AG01 | 01 | TE-806312-D-01
16CN104148335 | 200008876 | Anten_SB_1800;2100;2300;2600_4port_Coms |  |  |  | 10010000415 | GOOD WH | 15321347 | 2016-12-30 | CommScope | CN | N400 | KG02 | 01
K9164173141 | 200001542 | Radio Unit_FHED_NSN_1800 FDD_2x60W |  |  |  | 10010000417 | GOOD WH | 22905323 | 2016-12-30 | NSN |  | N400 | AG01 | 01
16CN104416394 | 200008876 | Anten_SB_1800;2100;2300;2600_4port_Coms |  |  |  | 10010000816 | GOOD WH | 12751168 | 2017-03-19 | CommScope | CN | N400 | KG02 | 01
16CN104211212 | 200008876 | Anten_SB_1800;2100;2300;2600_4port_Coms |  |  |  | 10010001129 | GOOD WH | 15321347 | 2017-01-20 | CommScope | CN | N400 | KG02 | 01
16CN104211222 | 200008876 | Anten_SB_1800;2100;2300;2600_4port_Coms |  |  |  | 10010001130 | GOOD WH | 15321347 | 2017-01-20 | CommScope | CN | N400 | AG01 | 01
K9171039126 | 200001542 | Radio Unit_FHED_NSN_1800 FDD_2x60W |  |  |  | 10010005570 | GOOD WH | 23184513 | 2017-04-24 | NSN | IN | N400 | AG01 | 01
K9171039442 | 200001542 | Radio Unit_FHED_NSN_1800 FDD_2x60W |  |  |  | 10010005571 | GOOD WH | 23184513 | 2017-04-24 | NSN | IN | N400 | AG01 | 01
K9171039443 | 200001542 | Radio Unit_FHED_NSN_1800 FDD_2x60W |  |  |  | 10010005572 | GOOD WH | 23184513 | 2017-04-24 | NSN | IN | N400 | AG01 | 01
16CN104148501 | 200008876 | Anten_SB_1800;2100;2300;2600_4port_Coms |  |  |  | 10010005885 | GOOD WH | 15321347 | 2017-01-20 | CommScope | CN | N400 | AG01 | 01
16CN104173634 | 200008876 | Anten_SB_1800;2100;2300;2600_4port_Coms |  |  |  | 10010005886 | GOOD WH | 15321347 | 2017-01-20 | CommScope | CN | N400 | AG01 | 01
16CN104210758 | 200008876 | Anten_SB_1800;2100;2300;2600_4port_Coms |  |  |  | 10010005887 | GOOD WH | 15321347 | 2017-01-20 | CommScope | CN | N400 | AG01 | 01
2102120731N0G3002697 | 200001613 | Power module_DC DBS3900_DCDU12B0 |  |  |  | 10010006151 | GOOD WH | 6105697 | 2017-04-24 | China | CN | N400 | AG01 | 01
YR327226211016 | 200009108 | Power Supply_Nokia_6 port/30A |  |  |  | 10010006161 | GOOD WH | 4472616 | 2023-01-13 | Nokia | CN | N400 | AG01 | 01
K9164690233 | 200001542 | Radio Unit_FHED_NSN_1800 FDD_2x60W |  |  |  | 10010006328 | GOOD WH | 23250558 | 2016-12-30 | NSN |  | N400 | AG01 | 01
K9164690595 | 200001542 | Radio Unit_FHED_NSN_1800 FDD_2x60W |  |  |  | 10010006330 | GOOD WH | 23250558 | 2016-12-30 | NSN |  | N400 | AG01 | 01
K9175114263 | 200009085 | Radio Unit_FRHG Flexi RRH_4x40W_2600_NSN |  |  |  | 10010008608 | GOOD WH | 42780276 | 2022-10-18 | NSN | CN | N400 | AG01 | 01
L6101016158 | 200001522 | Radio Unit_FRGF_NSN_2100 FDD_3x60W |  |  |  | 10010009507 | GOOD WH | 9654072 | 2011-10-14 | Nokia |  | N400 | AG02 | 01
VTM3ANT318000653 | 200008887 | Anten_Dualband_700_900/1800_2100_4port |  |  |  | 10010009995 | GOOD WH | 9986316 |  | Nhà máy thông tin M3 | VN | N400 | AG01 | 01
VTM3ANT318000812 | 200008887 | Anten_Dualband_700_900/1800_2100_4port |  |  |  | 10010009996 | GOOD WH | 9986316 |  | Nhà máy thông tin M3 | VN | N400 | AG01 | 01
16CN104210775 | 200008876 | Anten_SB_1800;2100;2300;2600_4port_Coms |  |  |  | 10010009999 | GOOD WH | 15321347 | 2017-01-20 | CommScope | CN | N400 | AG01 | 01
16CN104211214 | 200008876 | Anten_SB_1800;2100;2300;2600_4port_Coms |  |  |  | 10010010000 | GOOD WH | 15321347 | 2017-01-20 | CommScope | CN | N400 | AG01 | 01
K9183811833 | 200001561 | Radio Unit_FRGU_NSN_2100 FDD_6x60W |  |  |  | 10010010954 | GOOD WH | 36284690 |  | Nokia | FI | N400 | AG01 | 01
J8164285426 | 200001465 | AMIA AirScale Subrack_A type |  |  |  | 10010010967 | GOOD WH | 2849135 | 2016-12-30 | NSN |  | N400 | AG01 | 01 | TE-241279-D-01
16CN103588318 | 200008876 | Anten_SB_1800;2100;2300;2600_4port_Coms |  |  |  | 10010011382 | GOOD WH | 15321347 | 2017-01-20 | CommScope | CN | N400 | AG01 | 01
16CN103588327 | 200008876 | Anten_SB_1800;2100;2300;2600_4port_Coms |  |  |  | 10010011383 | GOOD WH | 15321347 | 2017-01-20 | CommScope | CN | N400 | AG01 | 01
16CN104210730 | 200008876 | Anten_SB_1800;2100;2300;2600_4port_Coms |  |  |  | 10010011384 | GOOD WH | 15321347 | 2017-01-20 | CommScope | CN | N400 | AG01 | 01
K9180148426 | 200009085 | Radio Unit_FRHG Flexi RRH_4x40W_2600_NSN |  |  |  | 10010011440 | GOOD WH | 42780276 | 2022-10-18 | NSN | CN | N400 | AG01 | 01 | TE-806312-D-01
VTM3ANT318000816 | 200008887 | Anten_Dualband_700_900/1800_2100_4port |  |  |  | 10010011459 | GOOD WH | 9986316 |  | Nhà máy thông tin M3 | VN | N400 | AG01 | 01
VTM3ANT318000818 | 200008887 | Anten_Dualband_700_900/1800_2100_4port |  |  |  | 10010011460 | GOOD WH | 9986316 |  | Nhà máy thông tin M3 | VN | N400 | AG01 | 01
VTM3ANT318000819 | 200008887 | Anten_Dualband_700_900/1800_2100_4port |  |  |  | 10010011461 | GOOD WH | 9986316 |  | Nhà máy thông tin M3 | VN | N400 | AG01 | 01
16CN103588596 | 200008876 | Anten_SB_1800;2100;2300;2600_4port_Coms |  |  |  | 10010011463 | GOOD WH | 15321347 | 2017-01-20 | CommScope | CN | N400 | AG01 | 01
16CN104210733 | 200008876 | Anten_SB_1800;2100;2300;2600_4port_Coms |  |  |  | 10010011464 | GOOD WH | 15321347 | 2017-01-20 | CommScope | CN | N400 | AG01 | 01
16CN104210737 | 200008876 | Anten_SB_1800;2100;2300;2600_4port_Coms |  |  |  | 10010011465 | GOOD WH | 15321347 | 2017-01-20 | CommScope | CN | N400 | AG01 | 01
16CN104575860 | 200008876 | Anten_SB_1800;2100;2300;2600_4port_Coms |  |  |  | 10010011728 | GOOD WH | 15391696 | 2017-01-20 | CommScope | CN | N400 | AG01 | 01 | TE-806312-D-01
J8164671426 | 200001465 | AMIA AirScale Subrack_A type |  |  |  | 10010011736 | GOOD WH | 2540560 | 2017-01-20 | NSN |  | N400 | AG01 | 01 | TE-241279-D-01
16CN103587655 | 200008876 | Anten_SB_1800;2100;2300;2600_4port_Coms |  |  |  | 10010011763 | GOOD WH | 15321347 | 2017-01-20 | CommScope | CN | N400 | AG01 | 01
16CN103588595 | 200008876 | Anten_SB_1800;2100;2300;2600_4port_Coms |  |  |  | 10010011764 | GOOD WH | 15321347 | 2017-01-20 | CommScope | CN | N400 | AG01 | 01
16CN103588603 | 200008876 | Anten_SB_1800;2100;2300;2600_4port_Coms |  |  |  | 10010011765 | GOOD WH | 15321347 | 2017-01-20 | CommScope | CN | N400 | AG01 | 01
L1164205184 | 200001433 | AirScale Common Module_ASIA_NSN |  |  |  | 10010012000 | GOOD WH | 49674664 | 2017-01-20 | NSN |  | N400 | AG01 | 01
L6152601764 | 200001529 | Radio Unit_FRGT_NSN_2100 FDD_3x80W |  |  |  | 10010013179 | GOOD WH | 50015655 | 2015-08-22 | NSN | CN | N400 | AG01 | 01
L1082604174 | 200001497 | DTRX unit_EXGA_900_FlexiEgde_2G_NSN |  |  |  | 10010013184 | GOOD WH | 35476316 | 2001-02-11 | Nokia |  | N400 | AG01 | 01
L1103607953 | 200001497 | DTRX unit_EXGA_900_FlexiEgde_2G_NSN |  |  |  | 10010013185 | GOOD WH | 3578707 | 2011-03-02 | NSN | FI | N400 | AG01 | 01
L1083621195 | 200001497 | DTRX unit_EXGA_900_FlexiEgde_2G_NSN |  |  |  | 10010013186 | GOOD WH | 35476316 | 2011-05-17 | Nokia |  | N400 | AG01 | 01
5D082301541 | 200001498 | ERJA_900Mhz_FlexiEgde_2G_NSN |  |  |  | 10010013187 | GOOD WH | 29044907 | 2005-12-30 | Nokia |  | N400 | AG01 | 01
8S081924822 | 200001498 | ERJA_900Mhz_FlexiEgde_2G_NSN |  |  |  | 10010013188 | GOOD WH | 29044907 | 2008-10-23 | Nokia |  | N400 | AG01 | 01
RW104531594 | 200001498 | ERJA_900Mhz_FlexiEgde_2G_NSN |  |  |  | 10010013189 | GOOD WH | 3617888 | 2012-03-02 |  |  | N400 | AG01 | 01
L1084620297 | 200001400 | System module_ESMA_2G_Nokia |  |  |  | 10010013190 | GOOD WH | 23440053 | 2011-10-19 | Nokia |  | N400 | AG01 | 01
D6083562378 | 200001622 | Flexi Edge transport Unit_FIPA_Nokia |  |  |  | 10010013191 | GOOD WH | 25758255 | 2009-01-01 | Nokia |  | N400 | AG01 | 01
17CN100731052 | 200008876 | Anten_SB_1800;2100;2300;2600_4port_Coms |  |  |  | 10010013193 | GOOD WH | 10893400 | 2017-04-24 | CommScope | CN | N400 | AG01 | 01
17CN100859047 | 200008876 | Anten_SB_1800;2100;2300;2600_4port_Coms |  |  |  | 10010013194 | GOOD WH | 10968120 | 2017-04-24 | CommScope | CN | N400 | AG01 | 01
17CN100899507 | 200008876 | Anten_SB_1800;2100;2300;2600_4port_Coms |  |  |  | 10010013195 | GOOD WH | 10968120 | 2017-04-24 | CommScope | CN | N400 | AG01 | 01
K9171039256 | 200001542 | Radio Unit_FHED_NSN_1800 FDD_2x60W |  |  |  | 10010013196 | GOOD WH | 23184513 | 2017-04-24 | NSN | IN | N400 | AG01 | 01
K9171039257 | 200001542 | Radio Unit_FHED_NSN_1800 FDD_2x60W |  |  |  | 10010013197 | GOOD WH | 23184513 | 2017-04-24 | NSN | IN | N400 | AG01 | 01
K9171039258 | 200001542 | Radio Unit_FHED_NSN_1800 FDD_2x60W |  |  |  | 10010013198 | GOOD WH | 23184513 | 2017-04-24 | NSN | IN | N400 | AG01 | 01
K9171543094 | 200001542 | Radio Unit_FHED_NSN_1800 FDD_2x60W |  |  |  | 10010014513 | GOOD WH | 17174104 | 2018-04-28 | NSN | IN | N400 | AG01 | 01
16R00058CS0003929 | 200008871 | RCU_ACE_Technology RETu AISG 2.0 |  |  |  | 10010015221 | GOOD WH | 1254322 | 2020-05-28 |  | VN | N400 | AG01 | 01
16R00058CS0006628 | 200008871 | RCU_ACE_Technology RETu AISG 2.0 |  |  |  | 10010015224 | GOOD WH | 1254322 | 2020-05-28 |  | VN | N400 | AG01 | 01
16R00058CS0006652 | 200008871 | RCU_ACE_Technology RETu AISG 2.0 |  |  |  | 10010015225 | GOOD WH | 1254322 | 2020-05-28 |  | VN | N400 | AG01 | 01
16R00058CS0007017 | 200008871 | RCU_ACE_Technology RETu AISG 2.0 |  |  |  | 10010015226 | GOOD WH | 1254322 | 2020-05-28 |  | VN | N400 | AG01 | 01
16R00058CS0010175 | 200008871 | RCU_ACE_Technology RETu AISG 2.0 |  |  |  | 10010015227 | GOOD WH | 1254322 | 2020-05-28 |  | VN | N400 | AG01 | 01
16R00058CS0010178 | 200008871 | RCU_ACE_Technology RETu AISG 2.0 |  |  |  | 10010015228 | GOOD WH | 1254322 | 2020-05-28 |  | VN | N400 | AG01 | 01
VVTWAM32017DM006739 | 200008885 | Anten_SB_1800;2100;2600_4port_M3 |  |  |  | 10010015229 | GOOD WH | 9122344 | 2020-05-28 | Nhà máy thông tin M3 | VN | N400 | AG01 | 01
VVTWAM32017DM006744 | 200008885 | Anten_SB_1800;2100;2600_4port_M3 |  |  |  | 10010015230 | GOOD WH | 9122344 | 2020-05-28 | Nhà máy thông tin M3 | VN | N400 | AG01 | 01
VVTWAM32017DM006798 | 200008885 | Anten_SB_1800;2100;2600_4port_M3 |  |  |  | 10010015231 | GOOD WH | 9122345 | 2020-05-28 | Nhà máy thông tin M3 | VN | N400 | AG01 | 01
VTM3ANT318002930 | 200008887 | Anten_Dualband_700_900/1800_2100_4port |  |  |  | 10010015557 | GOOD WH | 10021275 | 2022-11-28 | Nhà máy thông tin M3 | VN | N400 | AG01 | 01
VTM3ANT318002932 | 200008887 | Anten_Dualband_700_900/1800_2100_4port |  |  |  | 10010015558 | GOOD WH | 10021275 | 2022-11-28 | Nhà máy thông tin M3 | VN | N400 | AG01 | 01
VTM3ANT318002935 | 200008887 | Anten_Dualband_700_900/1800_2100_4port |  |  |  | 10010015559 | GOOD WH | 10021275 | 2022-11-28 | Nhà máy thông tin M3 | VN | N400 | AG01 | 01
16CN104457660 | 200008876 | Anten_SB_1800;2100;2300;2600_4port_Coms |  |  |  | 10010015561 | GOOD WH | 12751167 | 2022-11-24 | CommScope | CN | N400 | AG01 | 01
1171046504024 | 200008877 | Anten_SB_1800;2100;2300;2600_4port_RFS |  |  |  | 10010015565 | GOOD WH | 10344994 | 2022-11-24 | NSN |  | N400 | AG01 | 01
16CN104456716 | 200008876 | Anten_SB_1800;2100;2300;2600_4port_Coms |  |  |  | 10010015918 | GOOD WH | 15391696 | 2017-02-06 | CommScope | CN | N400 | AG01 | 01 | TE-806312-D-01
16CN104887320 | 200008876 | Anten_SB_1800;2100;2300;2600_4port_Coms |  |  |  | 10010015920 | GOOD WH | 14870233 | 2017-02-21 | CommScope | CN | N400 | AG01 | 01 | TE-806312-D-01
16CN105036250 | 200008876 | Anten_SB_1800;2100;2300;2600_4port_Coms |  |  |  | 10010017855 | GOOD WH | 14861876 | 2017-03-17 | CommScope | CN | N400 | KG01 | 01 | TE-806312-D-01
16CN104943816 | 200008876 | Anten_SB_1800;2100;2300;2600_4port_Coms |  |  |  | 10010018706 | GOOD WH | 14870233 | 2017-03-10 | CommScope | CN | N400 | KG01 | 01 | TE-806312-D-01
16CN104959320 | 200008876 | Anten_SB_1800;2100;2300;2600_4port_Coms |  |  |  | 10010018707 | GOOD WH | 14870233 | 2017-03-10 | CommScope | CN | N400 | KG01 | 01 | TE-806312-D-01
16CN104147885 | 200008876 | Anten_SB_1800;2100;2300;2600_4port_Coms |  |  |  | 10010019456 | GOOD WH | 15321347 | 2017-01-24 | CommScope | CN | N400 | KG01 | 01 | TE-806312-D-01
16CN104233451 | 200008876 | Anten_SB_1800;2100;2300;2600_4port_Coms |  |  |  | 10010019457 | GOOD WH | 15321347 | 2017-01-24 | CommScope | CN | N400 | KG01 | 01 | TE-806312-D-01
16CN104211722 | 200008876 | Anten_SB_1800;2100;2300;2600_4port_Coms |  |  |  | 10010019628 | GOOD WH | 15321347 | 2017-01-24 | CommScope | CN | N400 | KG01 | 01 | TE-806312-D-01
16CN105068182 | 200008876 | Anten_SB_1800;2100;2300;2600_4port_Coms |  |  |  | 10010021254 | GOOD WH | 14861876 | 2017-03-20 | CommScope | CN | N400 | KG01 | 01 | TE-806312-D-01
16CN104338966 | 200008876 | Anten_SB_1800;2100;2300;2600_4port_Coms |  |  |  | 10010022732 | GOOD WH | 15321347 | 2017-01-24 | CommScope | CN | N400 | KG01 | 01 | TE-806312-D-01
16CN104339186 | 200008876 | Anten_SB_1800;2100;2300;2600_4port_Coms |  |  |  | 10010022733 | GOOD WH | 15321347 | 2017-01-24 | CommScope | CN | N400 | KG01 | 01 | TE-806312-D-01
16CN104338965 | 200008876 | Anten_SB_1800;2100;2300;2600_4port_Coms |  |  |  | 10010028785 | GOOD WH | 15321347 | 2017-01-24 | CommScope | CN | N400 | KG01 | 01 | TE-806312-D-01
17CN100496695 | 200008876 | Anten_SB_1800;2100;2300;2600_4port_Coms |  |  |  | 10010031430 | GOOD WH | 14861875 | 2017-03-20 | CommScope | CN | N400 | KG01 | 01 | TE-806312-D-01
16CN105068733 | 200008876 | Anten_SB_1800;2100;2300;2600_4port_Coms |  |  |  | 10010031522 | GOOD WH | 14861876 | 2021-05-05 | CommScope | CN | N400 | KG01 | 01 | TE-806312-D-01
16CN105051875 | 200008876 | Anten_SB_1800;2100;2300;2600_4port_Coms |  |  |  | 10010031629 | GOOD WH | 14861876 | 2017-03-13 | CommScope | CN | N400 | KG01 | 01 | TE-806312-D-01
16CN104886811 | 200008876 | Anten_SB_1800;2100;2300;2600_4port_Coms |  |  |  | 10010031946 | GOOD WH | 14870233 | 2017-03-10 | CommScope | CN | N400 | KG01 | 01 | TE-806312-D-01
16CN104416467 | 200008876 | Anten_SB_1800;2100;2300;2600_4port_Coms |  |  |  | 10010038313 | GOOD WH | 12751167 | 2022-07-29 | CommScope | CN | N400 | KG01 | 01 | TE-806312-D-01
16CN104696459 | 200008876 | Anten_SB_1800;2100;2300;2600_4port_Coms |  |  |  | 10010038626 | GOOD WH | 14870234 | 2022-09-27 | CommScope | CN | N400 | KG01 | 01 | TE-806312-D-01
16CN103643814 | 200008876 | Anten_SB_1800;2100;2300;2600_4port_Coms |  |  |  | 10010038748 | GOOD WH | 15321347 | 2022-05-28 | CommScope | CN | N400 | KG01 | 01 | TE-806312-D-01
16CN104653116 | 200008876 | Anten_SB_1800;2100;2300;2600_4port_Coms |  |  |  | 10010039142 | GOOD WH | 15391696 | 2022-05-28 | CommScope | CN | N400 | KG01 | 01 | TE-806312-D-01
16CN103974696 | 200008876 | Anten_SB_1800;2100;2300;2600_4port_Coms |  |  |  | 10010040368 | GOOD WH | 12078274 | 2017-03-20 | CommScope | CN | N400 | KG01 | 01 | TE-806312-D-01
16CN105035581 | 200008876 | Anten_SB_1800;2100;2300;2600_4port_Coms |  |  |  | 10010120911 | GOOD WH | 14861876 | 2017-03-31 | CommScope | CN | N400 | KG01 | 01 | TE-806312-D-01
EA183922401 | 200001537 | Radio Unit_FRGY_NSN_2100 FDD_2x60W |  |  |  | 10010129033 | GOOD WH | 26926917 | 2020-05-14 | NSN | CN | N400 | AG01 | 01 | TE-806312-D-01
EA184321190 | 200001537 | Radio Unit_FRGY_NSN_2100 FDD_2x60W |  |  |  | 10010132417 | GOOD WH | 26876714 | 2019-09-10 | Nokia |  | N400 | KG01 | 01 | TE-806312-D-01
EA183820567 | 200001537 | Radio Unit_FRGY_NSN_2100 FDD_2x60W |  |  |  | 10010132936 | GOOD WH | 26926917 | 2019-04-27 | NSN | CN | N400 | AG01 | 01 | TE-806312-D-01
17CN100841942 | 200008876 | Anten_SB_1800;2100;2300;2600_4port_Coms |  |  |  | 10010229117 | GOOD WH | 10968120 | 2017-04-04 | CommScope | CN | N400 | KG01 | 01 | TE-806312-D-01
17CN100858821 | 200008876 | Anten_SB_1800;2100;2300;2600_4port_Coms |  |  |  | 10010229118 | GOOD WH | 10968120 | 2017-04-04 | CommScope | CN | N400 | KG01 | 01 | TE-806312-D-01
1164046404061 | 200008877 | Anten_SB_1800;2100;2300;2600_4port_RFS |  |  |  | 10010310377 | GOOD WH | 16587926 | 2016-11-29 | NSN |  | N400 | KG01 | 01 | TE-806312-D-01
K9170304594 | 200001542 | Radio Unit_FHED_NSN_1800 FDD_2x60W |  |  |  | 10010559587 | GOOD WH | 23181523 | 2017-05-11 | NSN | IN | N400 | KG02 | 01
L1164000131 | 200001433 | AirScale Common Module_ASIA_NSN |  |  |  | 10010570984 | GOOD WH | 49233361 | 2017-01-17 | NSN |  | N400 | KG01 | 01
16CN104835562 | 200008876 | Anten_SB_1800;2100;2300;2600_4port_Coms |  |  |  | 10010572461 | GOOD WH | 14872091 | 2017-02-22 | CommScope | CN | N400 | KG02 | 01
K9104217845 | 200001522 | Radio Unit_FRGF_NSN_2100 FDD_3x60W |  |  |  | 10010576361 | GOOD WH | 40204802 | 2011-05-17 | Nokia | FI | N400 | KG02 | 01
2102120731N0GB010296 | 200001613 | Power module_DC DBS3900_DCDU12B0 |  |  |  | 10010576379 | GOOD WH | 6105697 | 2017-06-17 | China | CN | N400 | KG02 | 01
1170846402039 | 200008877 | Anten_SB_1800;2100;2300;2600_4port_RFS |  |  |  | 10010576382 | GOOD WH | 10344995 | 2017-06-17 | NSN |  | N400 | KG02 | 01
1171046505049 | 200008877 | Anten_SB_1800;2100;2300;2600_4port_RFS |  |  |  | 10010576383 | GOOD WH | 10344995 | 2017-06-17 | NSN |  | N400 | KG02 | 01
1171046508033 | 200008877 | Anten_SB_1800;2100;2300;2600_4port_RFS |  |  |  | 10010576384 | GOOD WH | 10344995 | 2017-06-17 | NSN |  | N400 | KG02 | 01
AS213900484 | 200001577 | Radio Unit_ARGA_B1_6x80W_NSN |  |  |  | 10010576389 | GOOD WH | 36381200 | 2022-10-11 | Nokia |  | N400 | KG02 | 01
16CN104853211 | 200008876 | Anten_SB_1800;2100;2300;2600_4port_Coms |  |  |  | 10010576439 | GOOD WH | 14870233 | 2017-02-24 | CommScope | CN | N400 | KG02 | 01
AS213821873 | 200001577 | Radio Unit_ARGA_B1_6x80W_NSN |  |  |  | 10010576445 | GOOD WH | 36381200 | 2022-08-01 | Nokia |  | N400 | KG02 | 01
1164146407077 | 200008877 | Anten_SB_1800;2100;2300;2600_4port_RFS |  |  |  | 10010576732 | GOOD WH | 14249724 | 2017-01-03 | NSN |  | N400 | KG02 | 01
16CN105008534 | 200008876 | Anten_SB_1800;2100;2300;2600_4port_Coms |  |  |  | 10010577838 | GOOD WH | 14861876 | 2017-03-13 | CommScope | CN | N400 | KG02 | 01
16CN105008577 | 200008876 | Anten_SB_1800;2100;2300;2600_4port_Coms |  |  |  | 10010577839 | GOOD WH | 14861876 | 2017-03-13 | CommScope | CN | N400 | KG02 | 01
16CN105010650 | 200008876 | Anten_SB_1800;2100;2300;2600_4port_Coms |  |  |  | 10010577840 | GOOD WH | 14861876 | 2017-03-13 | CommScope | CN | N400 | KG02 | 01
K9170647619 | 200001542 | Radio Unit_FHED_NSN_1800 FDD_2x60W |  |  |  | 10010577842 | GOOD WH | 23156497 | 2017-03-13 | NSN | IN | N400 | KG02 | 01
K9170647620 | 200001542 | Radio Unit_FHED_NSN_1800 FDD_2x60W |  |  |  | 10010577843 | GOOD WH | 23156497 | 2017-03-13 | NSN | IN | N400 | KG02 | 01
RY152508457 | 200001530 | Radio Unit_FRGQ_NSN_2100 FDD_2x40W |  |  |  | 10010578173 | GOOD WH | 20368567 | 2015-09-04 | NSN | CN | N400 | KG02 | 01
21021207316TG2901700 | 200001613 | Power module_DC DBS3900_DCDU12B0 |  |  |  | 10010578183 | GOOD WH | 6215173 | 2017-03-13 | China | CN | N400 | KG02 | 01
16CN105008377 | 200008876 | Anten_SB_1800;2100;2300;2600_4port_Coms |  |  |  | 10010578184 | GOOD WH | 14861876 | 2017-03-13 | CommScope | CN | N400 | KG02 | 01
16CN105008547 | 200008876 | Anten_SB_1800;2100;2300;2600_4port_Coms |  |  |  | 10010578185 | GOOD WH | 14861876 | 2017-03-13 | CommScope | CN | N400 | KG02 | 01
16CN105008550 | 200008876 | Anten_SB_1800;2100;2300;2600_4port_Coms |  |  |  | 10010578186 | GOOD WH | 14861876 | 2017-03-13 | CommScope | CN | N400 | KG02 | 01
K9164718174 | 200001542 | Radio Unit_FHED_NSN_1800 FDD_2x60W |  |  |  | 10010578187 | GOOD WH | 23250558 | 2017-02-24 | NSN |  | N400 | KG02 | 01
K9170647531 | 200001542 | Radio Unit_FHED_NSN_1800 FDD_2x60W |  |  |  | 10010578188 | GOOD WH | 23156497 | 2017-03-13 | NSN | IN | N400 | KG02 | 01
K9170647532 | 200001542 | Radio Unit_FHED_NSN_1800 FDD_2x60W |  |  |  | 10010578189 | GOOD WH | 23156497 | 2017-03-13 | NSN | IN | N400 | KG02 | 01
16R00058CS0013044 | 200008871 | RCU_ACE_Technology RETu AISG 2.0 |  |  |  | 10010578590 | GOOD WH | 1254322 | 2019-11-27 |  | VN | N400 | KG02 | 01
16R00058CS0013739 | 200008871 | RCU_ACE_Technology RETu AISG 2.0 |  |  |  | 10010578591 | GOOD WH | 1254322 | 2019-11-27 |  | VN | N400 | KG02 | 01
16R00058CS0013745 | 200008871 | RCU_ACE_Technology RETu AISG 2.0 |  |  |  | 10010578592 | GOOD WH | 1254322 | 2019-11-27 |  | VN | N400 | KG02 | 01
16R00058CS0013746 | 200008871 | RCU_ACE_Technology RETu AISG 2.0 |  |  |  | 10010578593 | GOOD WH | 1254322 | 2019-11-27 |  | VN | N400 | KG02 | 01
16R00058CS0014080 | 200008871 | RCU_ACE_Technology RETu AISG 2.0 |  |  |  | 10010578594 | GOOD WH | 1254322 | 2019-11-27 |  | VN | N400 | KG02 | 01
16R00058CS0014081 | 200008871 | RCU_ACE_Technology RETu AISG 2.0 |  |  |  | 10010578595 | GOOD WH | 1254322 | 2019-11-27 |  | VN | N400 | KG02 | 01
VVTWAM32017DM003414 | 200008885 | Anten_SB_1800;2100;2600_4port_M3 |  |  |  | 10010578596 | GOOD WH | 9122344 | 2019-11-27 | Nhà máy thông tin M3 | VN | N400 | KG02 | 01
VVTWAM32017DM006711 | 200008885 | Anten_SB_1800;2100;2600_4port_M3 |  |  |  | 10010578597 | GOOD WH | 9122344 | 2019-11-27 | Nhà máy thông tin M3 | VN | N400 | KG02 | 01
VVTWAM32017DM006716 | 200008885 | Anten_SB_1800;2100;2600_4port_M3 |  |  |  | 10010578598 | GOOD WH | 9122344 | 2019-11-27 | Nhà máy thông tin M3 | VN | N400 | KG02 | 01
K6091619747 | 200001386 | FSEB flexi system External Alarm_Nokia |  |  |  | 10010578599 | GOOD WH | 8773301 | 2011-10-26 | Nokia | FI | N400 | KG01 | 01 | TE-806312-D-01
F7150928644 | 200001386 | FSEB flexi system External Alarm_Nokia |  |  |  | 10010579053 | GOOD WH | 2519681 | 2016-08-16 | NSN | CN | N400 | KG01 | 01 | TE-806312-D-01
RK164000132 | 200001465 | AMIA AirScale Subrack_A type |  |  |  | 10010579347 | GOOD WH | 2474597 | 2016-12-22 | NSN |  | N400 | KG01 | 01 | TE-806312-D-01
5D081806129 | 200001498 | ERJA_900Mhz_FlexiEgde_2G_NSN |  |  |  | 10010579357 | GOOD WH | 29044907 | 2012-11-02 | Nokia |  | N400 | KG01 | 01 | TE-806312-D-01
5D081900057 | 200001498 | ERJA_900Mhz_FlexiEgde_2G_NSN |  |  |  | 10010579358 | GOOD WH | 29044907 | 2012-11-02 | Nokia |  | N400 | KG01 | 01 | TE-806312-D-01
8S082850289 | 200001498 | ERJA_900Mhz_FlexiEgde_2G_NSN |  |  |  | 10010579359 | GOOD WH | 29044907 | 2012-11-02 | Nokia |  | N400 | KG01 | 01 | TE-806312-D-01
1164246410050 | 200008877 | Anten_SB_1800;2100;2300;2600_4port_RFS |  |  |  | 10010579367 | GOOD WH | 15350936 | 2016-12-12 | NSN |  | N400 | KG02 | 01
16CN104369044 | 200008879 | Anten_TB_1800;2100_4port_HBXX-3817TB1A2M |  |  |  | 10010580124 | GOOD WH | 22846324 | 2017-03-03 | Andrew | CN | N400 | KG02 | 01
F7144818082 | 200001386 | FSEB flexi system External Alarm_Nokia |  |  |  | 10010580129 | GOOD WH | 1814906 | 2016-08-16 | NSN | CN | N400 | KG01 | 01 | TE-806312-D-01
16CN104550866 | 200008876 | Anten_SB_1800;2100;2300;2600_4port_Coms |  |  |  | 10010580753 | GOOD WH | 15391696 | 2017-01-19 | CommScope | CN | N400 | KG02 | 01
F7150804332 | 200001386 | FSEB flexi system External Alarm_Nokia |  |  |  | 10010580948 | GOOD WH | 2519681 | 2016-08-16 | NSN | CN | N400 | KG01 | 01 | TE-806312-D-01
K9165208526 | 200001542 | Radio Unit_FHED_NSN_1800 FDD_2x60W |  |  |  | 10010582039 | GOOD WH | 23341944 | 2017-01-24 | NSN |  | N400 | KG01 | 01
17CN100842157 | 200008876 | Anten_SB_1800;2100;2300;2600_4port_Coms |  |  |  | 10010582092 | GOOD WH | 10967607 | 2017-06-19 | CommScope | CN | N400 | KG02 | 01
17CN100842174 | 200008876 | Anten_SB_1800;2100;2300;2600_4port_Coms |  |  |  | 10010582093 | GOOD WH | 10967607 | 2017-06-19 | CommScope | CN | N400 | KG02 | 01
17CN100842271 | 200008876 | Anten_SB_1800;2100;2300;2600_4port_Coms |  |  |  | 10010582094 | GOOD WH | 10967607 | 2017-06-19 | CommScope | CN | N400 | KG02 | 01
21021207316TF6906091 | 200001613 | Power module_DC DBS3900_DCDU12B0 |  |  |  | 10010582487 | GOOD WH | 6225148 | 2017-01-17 | China | CN | N400 | KG01 | 01 | TE-806368-D-01
16CN103847857 | 200008876 | Anten_SB_1800;2100;2300;2600_4port_Coms |  |  |  | 10010582488 | GOOD WH | 12078274 | 2017-01-17 | CommScope | CN | N400 | KG02 | 01
16CN103994304 | 200008876 | Anten_SB_1800;2100;2300;2600_4port_Coms |  |  |  | 10010582489 | GOOD WH | 12078274 | 2017-01-17 | CommScope | CN | N400 | KG02 | 01
16CN103994315 | 200008876 | Anten_SB_1800;2100;2300;2600_4port_Coms |  |  |  | 10010582490 | GOOD WH | 12078274 | 2017-01-17 | CommScope | CN | N400 | KG02 | 01
16CN104258176 | 200008876 | Anten_SB_1800;2100;2300;2600_4port_Coms |  |  |  | 10010582841 | GOOD WH | 15321347 | 2017-01-19 | CommScope | CN | N400 | KG02 | 01
VTM3ANT318000674 | 200008887 | Anten_Dualband_700_900/1800_2100_4port |  |  |  | 10010583379 | GOOD WH | 9986316 | 2019-09-23 | Nhà máy thông tin M3 | VN | N400 | KG01 | 01
16CN104836315 | 200008876 | Anten_SB_1800;2100;2300;2600_4port_Coms |  |  |  | 10010585247 | GOOD WH | 14870233 | 2017-03-20 | CommScope | CN | N400 | KG02 | 01
16CN104852512 | 200008876 | Anten_SB_1800;2100;2300;2600_4port_Coms |  |  |  | 10010585248 | GOOD WH | 14870233 | 2017-03-20 | CommScope | CN | N400 | KG02 | 01
16CN104852519 | 200008876 | Anten_SB_1800;2100;2300;2600_4port_Coms |  |  |  | 10010585249 | GOOD WH | 14870233 | 2017-03-20 | CommScope | CN | N400 | KG02 | 01
AS204610159 | 200001577 | Radio Unit_ARGA_B1_6x80W_NSN |  |  |  | 10010585256 | GOOD WH | 26035819 |  | Nokia | CN | N400 | KG02 | 01
1170946506101 | 200008877 | Anten_SB_1800;2100;2300;2600_4port_RFS |  |  |  | 10010585409 | GOOD WH | 18574449 | 2017-06-17 | NSN |  | N400 | KG02 | 01
F7150804389 | 200001386 | FSEB flexi system External Alarm_Nokia |  |  |  | 10010585565 | GOOD WH | 2519681 | 2017-02-24 | NSN | CN | N400 | KG01 | 01
16R00058CS0007093 | 200008871 | RCU_ACE_Technology RETu AISG 2.0 |  |  |  | 10010586404 | GOOD WH | 1254322 | 2020-02-19 |  | VN | N400 | KG01 | 01 | TE-806312-D-01
16R00058CS0010141 | 200008871 | RCU_ACE_Technology RETu AISG 2.0 |  |  |  | 10010586405 | GOOD WH | 1254322 | 2020-02-19 |  | VN | N400 | KG01 | 01 | TE-806312-D-01
16R00058CS0007091 | 200008871 | RCU_ACE_Technology RETu AISG 2.0 |  |  |  | 10010586421 | GOOD WH | 1254322 | 2020-02-19 |  | VN | N400 | KG01 | 01 | TE-806312-D-01
16R00058CS0009980 | 200008871 | RCU_ACE_Technology RETu AISG 2.0 |  |  |  | 10010586422 | GOOD WH | 1254322 | 2020-02-19 |  | VN | N400 | KG01 | 01 | TE-806312-D-01
1164446404006 | 200008877 | Anten_SB_1800;2100;2300;2600_4port_RFS |  |  |  | 10010587297 | GOOD WH | 12580586 | 2022-09-24 | NSN |  | N400 | KG02 | 01
1170846402097 | 200008877 | Anten_SB_1800;2100;2300;2600_4port_RFS |  |  |  | 10010587298 | GOOD WH | 12780188 | 2022-09-24 | RFS | CN | N400 | KG02 | 01
16CN104531983 | 200008876 | Anten_SB_1800;2100;2300;2600_4port_Coms |  |  |  | 10010587764 | GOOD WH | 15391696 | 2017-01-09 | CommScope | CN | N400 | KG02 | 01
16CN104869194 | 200008876 | Anten_SB_1800;2100;2300;2600_4port_Coms |  |  |  | 10010587765 | GOOD WH | 14870233 | 2017-02-11 | CommScope | CN | N400 | KG02 | 01
16CN104258045 | 200008879 | Anten_TB_1800;2100_4port_HBXX-3817TB1A2M |  |  |  | 10010588090 | GOOD WH | 22846320 | 2018-06-29 | Andrew | CN | N400 | KG02 | 01
EA183724044 | 200001537 | Radio Unit_FRGY_NSN_2100 FDD_2x60W |  |  |  | 10010984362 | GOOD WH | 26926917 | 2019-09-13 | NSN | CN | N400 | AG01 | 01 | TE-806312-D-01
EA183922852 | 200001537 | Radio Unit_FRGY_NSN_2100 FDD_2x60W |  |  |  | 10010985439 | GOOD WH | 26926917 | 2019-05-28 | NSN | CN | N400 | AG01 | 01 | TE-806312-D-01
EA183922444 | 200001537 | Radio Unit_FRGY_NSN_2100 FDD_2x60W |  |  |  | 10010985890 | GOOD WH | 26926917 | 2019-05-31 | NSN | CN | N400 | AG01 | 01 | TE-806312-D-01
EA183720843 | 200001537 | Radio Unit_FRGY_NSN_2100 FDD_2x60W |  |  |  | 10010989625 | GOOD WH | 26926917 | 2019-09-13 | NSN | CN | N400 | AG01 | 01 | TE-806312-D-01
EA183724058 | 200001537 | Radio Unit_FRGY_NSN_2100 FDD_2x60W |  |  |  | 10010989627 | GOOD WH | 26926917 | 2019-09-13 | NSN | CN | N400 | AG01 | 01 | TE-806312-D-01
K6103045667 | 200001386 | FSEB flexi system External Alarm_Nokia |  |  |  | 10012031562 | GOOD WH | 7267130 | 2011-06-16 | Nokia | FI | N400 | KG01 | 01
1R082040575 | 200001386 | FSEB flexi system External Alarm_Nokia |  |  |  | 10012031699 | GOOD WH | 8773301 | 2005-07-01 | Nokia |  | N400 | KG01 | 01
K9185011822 | 200001561 | Radio Unit_FRGU_NSN_2100 FDD_6x60W |  |  |  | 10012031944 | GOOD WH | 36284690 |  | Nokia | FI | N400 | KG01 | 01
FBM8C03206 | 200001693 | Amplifier_Coriant_LAMPBC-1_EDFA |  |  |  | 30000009562 | GOOD | 0 |  |  |  | V400 | KG01 | 01 | TE-007321-D-01
FBLOC06666 | 200002071 | WSS_Coriant_F04MCR96-2_4D_flexi-grid |  |  |  | 30000009572 | GOOD | 0 |  |  |  | V400 | AG01 | 01 | TE-007321-D-01
CAT2021U14K | 200002292 | ROUTER_CISCO_ASR 901_10G_DC |  |  |  | 30000054261 | GOOD | 0 |  |  |  | N400 | AG01 | 01 | TE-806299-D-01
202303225794 | 320000297 | Fiber media converter_Mray_MR-101S20 |  |  |  | 30000136084 | GOOD WH | 0 |  |  |  | V400 | AG01 | 01 | TE-240600-D-01
202303225797 | 320000297 | Fiber media converter_Mray_MR-101S20 |  |  |  | 30000136087 | GOOD WH | 0 |  |  |  | V400 | AG01 | 01 | TE-240600-D-01
202303225798 | 320000297 | Fiber media converter_Mray_MR-101S20 |  |  |  | 30000136088 | GOOD WH | 0 |  |  |  | V400 | AG01 | 01 | TE-240600-D-01
202303225805 | 320000297 | Fiber media converter_Mray_MR-101S20 |  |  |  | 30000136095 | GOOD WH | 0 |  |  |  | V400 | AG01 | 01 | TE-240600-D-01
202303225807 | 320000297 | Fiber media converter_Mray_MR-101S20 |  |  |  | 30000136097 | GOOD WH | 0 |  |  |  | V400 | AG01 | 01 | TE-240600-D-01
202303225815 | 320000297 | Fiber media converter_Mray_MR-101S20 |  |  |  | 30000136494 | GOOD WH | 0 |  |  |  | V400 | AG01 | 01 | TE-240600-D-01
202303220005 | 320000297 | Fiber media converter_Mray_MR-101S20 |  |  |  | 30000138059 | GOOD WH | 0 |  |  |  | V400 | AG01 | 01 | TE-240600-D-01
202303220006 | 320000297 | Fiber media converter_Mray_MR-101S20 |  |  |  | 30000138060 | GOOD WH | 0 |  |  |  | V400 | AG01 | 01 | TE-240600-D-01
202303220011 | 320000297 | Fiber media converter_Mray_MR-101S20 |  |  |  | 30000138065 | GOOD WH | 0 |  |  |  | V400 | AG01 | 01 | TE-240600-D-01
202211090561 | 320000298 | Module_SFP_1.25G_Mray_GE-LX20-SM1310_20k |  |  |  | 30000139366 | GOOD | 0 |  |  |  | V400 | AG01 | 01 | TE-240600-D-01
202211090564 | 320000298 | Module_SFP_1.25G_Mray_GE-LX20-SM1310_20k |  |  |  | 30000139369 | GOOD | 0 |  |  |  | V400 | AG01 | 01 | TE-240600-D-01
202211090565 | 320000298 | Module_SFP_1.25G_Mray_GE-LX20-SM1310_20k |  |  |  | 30000139370 | GOOD WH | 0 |  |  |  | V400 | AG01 | 01 | TE-240600-D-01
202211090567 | 320000298 | Module_SFP_1.25G_Mray_GE-LX20-SM1310_20k |  |  |  | 30000139411 | GOOD WH | 0 |  |  |  | V400 | AG01 | 01 | TE-240600-D-01
202211090570 | 320000298 | Module_SFP_1.25G_Mray_GE-LX20-SM1310_20k |  |  |  | 30000139414 | GOOD | 0 |  |  |  | V400 | AG01 | 01 | TE-240600-D-01
202303226011 | 320000297 | Fiber media converter_Mray_MR-101S20 |  |  |  | 30000141914 | GOOD | 0 |  |  |  | V400 | AG01 | 01 | TE-011708-D-01
202303226012 | 320000297 | Fiber media converter_Mray_MR-101S20 |  |  |  | 30000141915 | GOOD | 0 |  |  |  | V400 | AG01 | 01 | TE-011708-D-01
202303226013 | 320000297 | Fiber media converter_Mray_MR-101S20 |  |  |  | 30000141916 | GOOD | 0 |  |  |  | V400 | AG01 | 01 | TE-011708-D-01
202303226014 | 320000297 | Fiber media converter_Mray_MR-101S20 |  |  |  | 30000141917 | GOOD | 0 |  |  |  | V400 | AG01 | 01 | TE-011708-D-01
202303226015 | 320000297 | Fiber media converter_Mray_MR-101S20 |  |  |  | 30000141918 | GOOD | 0 |  |  |  | V400 | AG01 | 01 | TE-011708-D-01
202303226016 | 320000297 | Fiber media converter_Mray_MR-101S20 |  |  |  | 30000141919 | GOOD | 0 |  |  |  | V400 | AG01 | 01 | TE-011708-D-01
202303226017 | 320000297 | Fiber media converter_Mray_MR-101S20 |  |  |  | 30000141920 | GOOD | 0 |  |  |  | V400 | AG01 | 01 | TE-011708-D-01
202303226018 | 320000297 | Fiber media converter_Mray_MR-101S20 |  |  |  | 30000141921 | GOOD | 0 |  |  |  | V400 | AG01 | 01 | TE-011708-D-01
202303226019 | 320000297 | Fiber media converter_Mray_MR-101S20 |  |  |  | 30000141922 | GOOD | 0 |  |  |  | V400 | AG01 | 01 | TE-011708-D-01
202303226020 | 320000297 | Fiber media converter_Mray_MR-101S20 |  |  |  | 30000141923 | GOOD | 0 |  |  |  | V400 | AG01 | 01 | TE-011708-D-01
202303226021 | 320000297 | Fiber media converter_Mray_MR-101S20 |  |  |  | 30000141924 | GOOD | 0 |  |  |  | V400 | AG01 | 01 | TE-011708-D-01
202303226022 | 320000297 | Fiber media converter_Mray_MR-101S20 |  |  |  | 30000141925 | GOOD | 0 |  |  |  | V400 | AG01 | 01 | TE-011708-D-01
202303226023 | 320000297 | Fiber media converter_Mray_MR-101S20 |  |  |  | 30000141926 | GOOD | 0 |  |  |  | V400 | AG01 | 01 | TE-011708-D-01
202303226024 | 320000297 | Fiber media converter_Mray_MR-101S20 |  |  |  | 30000141927 | GOOD | 0 |  |  |  | V400 | AG01 | 01 | TE-011708-D-01
202303226025 | 320000297 | Fiber media converter_Mray_MR-101S20 |  |  |  | 30000141928 | GOOD | 0 |  |  |  | V400 | AG01 | 01 | TE-011708-D-01
202303226026 | 320000297 | Fiber media converter_Mray_MR-101S20 |  |  |  | 30000141929 | GOOD | 0 |  |  |  | V400 | AG01 | 01 | TE-011708-D-01
202303226027 | 320000297 | Fiber media converter_Mray_MR-101S20 |  |  |  | 30000141930 | GOOD | 0 |  |  |  | V400 | AG01 | 01 | TE-011708-D-01
202303226028 | 320000297 | Fiber media converter_Mray_MR-101S20 |  |  |  | 30000141931 | GOOD | 0 |  |  |  | V400 | AG01 | 01 | TE-011708-D-01
202303226029 | 320000297 | Fiber media converter_Mray_MR-101S20 |  |  |  | 30000141932 | GOOD | 0 |  |  |  | V400 | AG01 | 01 | TE-011708-D-01
202303226030 | 320000297 | Fiber media converter_Mray_MR-101S20 |  |  |  | 30000141933 | GOOD | 0 |  |  |  | V400 | AG01 | 01 | TE-011708-D-01
202303226031 | 320000297 | Fiber media converter_Mray_MR-101S20 |  |  |  | 30000141934 | GOOD | 0 |  |  |  | V400 | AG01 | 01 | TE-011708-D-01
202303226032 | 320000297 | Fiber media converter_Mray_MR-101S20 |  |  |  | 30000141935 | GOOD | 0 |  |  |  | V400 | AG01 | 01 | TE-011708-D-01
202303226033 | 320000297 | Fiber media converter_Mray_MR-101S20 |  |  |  | 30000141936 | GOOD | 0 |  |  |  | V400 | AG01 | 01 | TE-011708-D-01
202303226034 | 320000297 | Fiber media converter_Mray_MR-101S20 |  |  |  | 30000141937 | GOOD | 0 |  |  |  | V400 | AG01 | 01 | TE-011708-D-01
202303226035 | 320000297 | Fiber media converter_Mray_MR-101S20 |  |  |  | 30000141938 | GOOD | 0 |  |  |  | V400 | AG01 | 01 | TE-011708-D-01
202303226036 | 320000297 | Fiber media converter_Mray_MR-101S20 |  |  |  | 30000141939 | GOOD | 0 |  |  |  | V400 | AG01 | 01 | TE-011708-D-01
202303226037 | 320000297 | Fiber media converter_Mray_MR-101S20 |  |  |  | 30000141940 | GOOD | 0 |  |  |  | V400 | AG01 | 01 | TE-011708-D-01
202303226038 | 320000297 | Fiber media converter_Mray_MR-101S20 |  |  |  | 30000141941 | GOOD | 0 |  |  |  | V400 | AG01 | 01 | TE-011708-D-01
202303226039 | 320000297 | Fiber media converter_Mray_MR-101S20 |  |  |  | 30000141942 | GOOD | 0 |  |  |  | V400 | AG01 | 01 | TE-011708-D-01
202303226040 | 320000297 | Fiber media converter_Mray_MR-101S20 |  |  |  | 30000141943 | GOOD | 0 |  |  |  | V400 | AG01 | 01 | TE-011708-D-01
202303226041 | 320000297 | Fiber media converter_Mray_MR-101S20 |  |  |  | 30000141944 | GOOD | 0 |  |  |  | V400 | AG01 | 01 | TE-011708-D-01
202303226042 | 320000297 | Fiber media converter_Mray_MR-101S20 |  |  |  | 30000141945 | GOOD | 0 |  |  |  | V400 | AG01 | 01 | TE-011708-D-01
202303226043 | 320000297 | Fiber media converter_Mray_MR-101S20 |  |  |  | 30000141946 | GOOD | 0 |  |  |  | V400 | AG01 | 01 | TE-011708-D-01
202303226044 | 320000297 | Fiber media converter_Mray_MR-101S20 |  |  |  | 30000141947 | GOOD | 0 |  |  |  | V400 | AG01 | 01 | TE-011708-D-01
202303226045 | 320000297 | Fiber media converter_Mray_MR-101S20 |  |  |  | 30000141948 | GOOD | 0 |  |  |  | V400 | AG01 | 01 | TE-011708-D-01
202303226046 | 320000297 | Fiber media converter_Mray_MR-101S20 |  |  |  | 30000141949 | GOOD | 0 |  |  |  | V400 | AG01 | 01 | TE-011708-D-01
202303226047 | 320000297 | Fiber media converter_Mray_MR-101S20 |  |  |  | 30000141950 | GOOD | 0 |  |  |  | V400 | AG01 | 01 | TE-011708-D-01
202303226048 | 320000297 | Fiber media converter_Mray_MR-101S20 |  |  |  | 30000141951 | GOOD | 0 |  |  |  | V400 | AG01 | 01 | TE-011708-D-01
202303226049 | 320000297 | Fiber media converter_Mray_MR-101S20 |  |  |  | 30000141952 | GOOD | 0 |  |  |  | V400 | AG01 | 01 | TE-011708-D-01
202303226050 | 320000297 | Fiber media converter_Mray_MR-101S20 |  |  |  | 30000141953 | GOOD | 0 |  |  |  | V400 | AG01 | 01 | TE-011708-D-01
202303226051 | 320000297 | Fiber media converter_Mray_MR-101S20 |  |  |  | 30000141954 | GOOD | 0 |  |  |  | V400 | AG01 | 01 | TE-011708-D-01
202303226052 | 320000297 | Fiber media converter_Mray_MR-101S20 |  |  |  | 30000141955 | GOOD | 0 |  |  |  | V400 | AG01 | 01 | TE-011708-D-01
202303226053 | 320000297 | Fiber media converter_Mray_MR-101S20 |  |  |  | 30000141956 | GOOD | 0 |  |  |  | V400 | AG01 | 01 | TE-011708-D-01
202303226054 | 320000297 | Fiber media converter_Mray_MR-101S20 |  |  |  | 30000141957 | GOOD | 0 |  |  |  | V400 | AG01 | 01 | TE-011708-D-01
202303226055 | 320000297 | Fiber media converter_Mray_MR-101S20 |  |  |  | 30000141958 | GOOD | 0 |  |  |  | V400 | AG01 | 01 | TE-011708-D-01
202303226056 | 320000297 | Fiber media converter_Mray_MR-101S20 |  |  |  | 30000141959 | GOOD | 0 |  |  |  | V400 | AG01 | 01 | TE-011708-D-01
202303226057 | 320000297 | Fiber media converter_Mray_MR-101S20 |  |  |  | 30000141960 | GOOD | 0 |  |  |  | V400 | AG01 | 01 | TE-011708-D-01
202303226058 | 320000297 | Fiber media converter_Mray_MR-101S20 |  |  |  | 30000141961 | GOOD | 0 |  |  |  | V400 | AG01 | 01 | TE-011708-D-01
202303226059 | 320000297 | Fiber media converter_Mray_MR-101S20 |  |  |  | 30000141962 | GOOD | 0 |  |  |  | V400 | AG01 | 01 | TE-011708-D-01
202303226060 | 320000297 | Fiber media converter_Mray_MR-101S20 |  |  |  | 30000141963 | GOOD | 0 |  |  |  | V400 | AG01 | 01 | TE-011708-D-01
202303240753 | 320000298 | Module_SFP_1.25G_Mray_GE-LX20-SM1310_20k |  |  |  | 30000142614 | GOOD WH | 0 |  |  |  | V400 | AG01 | 01 | TE-230898-D-01
202303240754 | 320000298 | Module_SFP_1.25G_Mray_GE-LX20-SM1310_20k |  |  |  | 30000142615 | GOOD WH | 0 |  |  |  | V400 | AG01 | 01 | TE-230898-D-01
202303240761 | 320000298 | Module_SFP_1.25G_Mray_GE-LX20-SM1310_20k |  |  |  | 30000142622 | GOOD | 0 |  |  |  | V400 | AG01 | 01 | TE-230898-D-01
202303240762 | 320000298 | Module_SFP_1.25G_Mray_GE-LX20-SM1310_20k |  |  |  | 30000142623 | GOOD | 0 |  |  |  | V400 | AG01 | 01 | TE-230898-D-01
202303240763 | 320000298 | Module_SFP_1.25G_Mray_GE-LX20-SM1310_20k |  |  |  | 30000142624 | GOOD | 0 |  |  |  | V400 | AG01 | 01 | TE-230898-D-01
202303240764 | 320000298 | Module_SFP_1.25G_Mray_GE-LX20-SM1310_20k |  |  |  | 30000142625 | GOOD | 0 |  |  |  | V400 | AG01 | 01 | TE-230898-D-01
202303240765 | 320000298 | Module_SFP_1.25G_Mray_GE-LX20-SM1310_20k |  |  |  | 30000142626 | GOOD | 0 |  |  |  | V400 | AG01 | 01 | TE-230898-D-01
202303240766 | 320000298 | Module_SFP_1.25G_Mray_GE-LX20-SM1310_20k |  |  |  | 30000142627 | GOOD | 0 |  |  |  | V400 | AG01 | 01 | TE-230898-D-01
202303240767 | 320000298 | Module_SFP_1.25G_Mray_GE-LX20-SM1310_20k |  |  |  | 30000142628 | GOOD | 0 |  |  |  | V400 | AG01 | 01 | TE-230898-D-01
202303240768 | 320000298 | Module_SFP_1.25G_Mray_GE-LX20-SM1310_20k |  |  |  | 30000142629 | GOOD | 0 |  |  |  | V400 | AG01 | 01 | TE-230898-D-01
202303240769 | 320000298 | Module_SFP_1.25G_Mray_GE-LX20-SM1310_20k |  |  |  | 30000142630 | GOOD | 0 |  |  |  | V400 | AG01 | 01 | TE-230898-D-01
202303240770 | 320000298 | Module_SFP_1.25G_Mray_GE-LX20-SM1310_20k |  |  |  | 30000142631 | GOOD | 0 |  |  |  | V400 | AG01 | 01 | TE-230898-D-01
202303240771 | 320000298 | Module_SFP_1.25G_Mray_GE-LX20-SM1310_20k |  |  |  | 30000142632 | GOOD | 0 |  |  |  | V400 | AG01 | 01 | TE-230898-D-01
202303240772 | 320000298 | Module_SFP_1.25G_Mray_GE-LX20-SM1310_20k |  |  |  | 30000142633 | GOOD | 0 |  |  |  | V400 | AG01 | 01 | TE-230898-D-01
202303240773 | 320000298 | Module_SFP_1.25G_Mray_GE-LX20-SM1310_20k |  |  |  | 30000142634 | GOOD | 0 |  |  |  | V400 | AG01 | 01 | TE-230898-D-01
202303240774 | 320000298 | Module_SFP_1.25G_Mray_GE-LX20-SM1310_20k |  |  |  | 30000142635 | GOOD | 0 |  |  |  | V400 | AG01 | 01 | TE-230898-D-01
202303240775 | 320000298 | Module_SFP_1.25G_Mray_GE-LX20-SM1310_20k |  |  |  | 30000142636 | GOOD | 0 |  |  |  | V400 | AG01 | 01 | TE-230898-D-01
202303240776 | 320000298 | Module_SFP_1.25G_Mray_GE-LX20-SM1310_20k |  |  |  | 30000142637 | GOOD | 0 |  |  |  | V400 | AG01 | 01 | TE-230898-D-01
202303240777 | 320000298 | Module_SFP_1.25G_Mray_GE-LX20-SM1310_20k |  |  |  | 30000142638 | GOOD | 0 |  |  |  | V400 | AG01 | 01 | TE-230898-D-01
202303240778 | 320000298 | Module_SFP_1.25G_Mray_GE-LX20-SM1310_20k |  |  |  | 30000142639 | GOOD | 0 |  |  |  | V400 | AG01 | 01 | TE-230898-D-01
202303240779 | 320000298 | Module_SFP_1.25G_Mray_GE-LX20-SM1310_20k |  |  |  | 30000142640 | GOOD | 0 |  |  |  | V400 | AG01 | 01 | TE-230898-D-01
202303240780 | 320000298 | Module_SFP_1.25G_Mray_GE-LX20-SM1310_20k |  |  |  | 30000142641 | GOOD | 0 |  |  |  | V400 | AG01 | 01 | TE-230898-D-01
202303240781 | 320000298 | Module_SFP_1.25G_Mray_GE-LX20-SM1310_20k |  |  |  | 30000142642 | GOOD | 0 |  |  |  | V400 | AG01 | 01 | TE-230898-D-01
202303240782 | 320000298 | Module_SFP_1.25G_Mray_GE-LX20-SM1310_20k |  |  |  | 30000142643 | GOOD | 0 |  |  |  | V400 | AG01 | 01 | TE-230898-D-01
202303240783 | 320000298 | Module_SFP_1.25G_Mray_GE-LX20-SM1310_20k |  |  |  | 30000142644 | GOOD | 0 |  |  |  | V400 | AG01 | 01 | TE-230898-D-01
202303240784 | 320000298 | Module_SFP_1.25G_Mray_GE-LX20-SM1310_20k |  |  |  | 30000142645 | GOOD | 0 |  |  |  | V400 | AG01 | 01 | TE-230898-D-01
202303240785 | 320000298 | Module_SFP_1.25G_Mray_GE-LX20-SM1310_20k |  |  |  | 30000142646 | GOOD | 0 |  |  |  | V400 | AG01 | 01 | TE-230898-D-01
202303240786 | 320000298 | Module_SFP_1.25G_Mray_GE-LX20-SM1310_20k |  |  |  | 30000142647 | GOOD | 0 |  |  |  | V400 | AG01 | 01 | TE-230898-D-01
202303240787 | 320000298 | Module_SFP_1.25G_Mray_GE-LX20-SM1310_20k |  |  |  | 30000142648 | GOOD | 0 |  |  |  | V400 | AG01 | 01 | TE-230898-D-01
EAAR5390 | 200002463 | CARD_JUNIPER_MX2000-LC-ADAPTER |  |  |  | 30000144147 | GOOD | 0 |  |  |  | V400 | KG01 | 01 | TE-011718-D-01
220FT001612 | 200003463 | MUX_Infinera_MXP200GOTN |  |  |  | 30000151238 | GOOD | 0 |  |  |  | V400 | KG01 | 01 | TE-806164-D-01
FBP6C01186 | 200002042 | Control_Coriant_CCEP-3_S |  |  |  | 30000152093 | GOOD WH | 0 |  |  |  | V400 | KG01 | 01 | TE-806164-D-01
764945500097 | 320001531 | NR9120 IDU (ECSA with EITA)_ZTE |  |  |  | 30000173453 | GOOD | 0 |  |  |  | V400 | KG01 | 01 | TE-806300-D-01
764994000163 | 320001531 | NR9120 IDU (ECSA with EITA)_ZTE |  |  |  | 30000173454 | GOOD | 0 |  |  |  | V400 | KG01 | 01 | TE-806300-D-01
764994000117 | 320001531 | NR9120 IDU (ECSA with EITA)_ZTE |  |  |  | 30000173455 | GOOD | 0 |  |  |  | V400 | KG01 | 01 | TE-806300-D-01
764898300173 | 320001531 | NR9120 IDU (ECSA with EITA)_ZTE |  |  |  | 30000173456 | GOOD | 0 |  |  |  | V400 | KG01 | 01 | TE-806300-D-01
764994000193 | 320001531 | NR9120 IDU (ECSA with EITA)_ZTE |  |  |  | 30000173457 | GOOD | 0 |  |  |  | V400 | KG01 | 01 | TE-806300-D-01
764994000145 | 320001531 | NR9120 IDU (ECSA with EITA)_ZTE |  |  |  | 30000173458 | GOOD | 0 |  |  |  | V400 | KG01 | 01 | TE-806300-D-01
764945500042 | 320001531 | NR9120 IDU (ECSA with EITA)_ZTE |  |  |  | 30000173581 | GOOD | 0 |  |  |  | V400 | KG01 | 01 | TE-806300-D-01
764994000019 | 320001531 | NR9120 IDU (ECSA with EITA)_ZTE |  |  |  | 30000173583 | GOOD | 0 |  |  |  | V400 | KG01 | 01 | TE-806300-D-01
764994000017 | 320001531 | NR9120 IDU (ECSA with EITA)_ZTE |  |  |  | 30000173588 | GOOD | 0 |  |  |  | V400 | KG01 | 01 | TE-806300-D-01
764945500015 | 320001531 | NR9120 IDU (ECSA with EITA)_ZTE |  |  |  | 30000173591 | GOOD | 0 |  |  |  | V400 | KG01 | 01 | TE-806300-D-01
219559210313 | 200003875 | ODU_ZTE_SRU2-4096QAM_18Ghz-Sub B L |  |  |  | 30000173613 | GOOD | 0 |  |  |  | V400 | KG01 | 01 | TE-806300-D-01
219559210302 | 200003875 | ODU_ZTE_SRU2-4096QAM_18Ghz-Sub B L |  |  |  | 30000173614 | GOOD | 0 |  |  |  | V400 | KG01 | 01 | TE-806300-D-01
219559652992 | 200003875 | ODU_ZTE_SRU2-4096QAM_18Ghz-Sub B L |  |  |  | 30000173640 | GOOD | 0 |  |  |  | V400 | KG01 | 01 | TE-806300-D-01
219559652971 | 200003875 | ODU_ZTE_SRU2-4096QAM_18Ghz-Sub B L |  |  |  | 30000173654 | GOOD | 0 |  |  |  | V400 | KG01 | 01 | TE-806300-D-01
219559211653 | 200003874 | ODU_ZTE_SRU2-4096QAM_18Ghz-Sub B H |  |  |  | 30000173731 | GOOD | 0 |  |  |  | V400 | KG01 | 01 | TE-806300-D-01
219559211668 | 200003874 | ODU_ZTE_SRU2-4096QAM_18Ghz-Sub B H |  |  |  | 30000173732 | GOOD | 0 |  |  |  | V400 | KG01 | 01 | TE-806300-D-01
219559652862 | 200003874 | ODU_ZTE_SRU2-4096QAM_18Ghz-Sub B H |  |  |  | 30000173758 | GOOD | 0 |  |  |  | V400 | KG01 | 01 | TE-806300-D-01
219559652866 | 200003874 | ODU_ZTE_SRU2-4096QAM_18Ghz-Sub B H |  |  |  | 30000173772 | GOOD | 0 |  |  |  | V400 | KG01 | 01 | TE-806300-D-01
764994000094 | 320001531 | NR9120 IDU (ECSA with EITA)_ZTE |  |  |  | 30000174161 | GOOD | 0 |  |  |  | V400 | KG01 | 01 | TE-806300-D-01
764994000144 | 320001531 | NR9120 IDU (ECSA with EITA)_ZTE |  |  |  | 30000174178 | GOOD | 0 |  |  |  | V400 | KG01 | 01 | TE-806300-D-01
764945500116 | 320001531 | NR9120 IDU (ECSA with EITA)_ZTE |  |  |  | 30000174182 | GOOD | 0 |  |  |  | V400 | KG01 | 01 | TE-806300-D-01
764994000081 | 320001531 | NR9120 IDU (ECSA with EITA)_ZTE |  |  |  | 30000174183 | GOOD | 0 |  |  |  | V400 | KG01 | 01 | TE-806300-D-01
764994000134 | 320001531 | NR9120 IDU (ECSA with EITA)_ZTE |  |  |  | 30000174185 | GOOD | 0 |  |  |  | V400 | KG01 | 01 | TE-806300-D-01
764994000041 | 320001531 | NR9120 IDU (ECSA with EITA)_ZTE |  |  |  | 30000174186 | GOOD | 0 |  |  |  | V400 | KG01 | 01 | TE-806300-D-01
219556712847 | 200004006 | SRU3D_15G,QPSK-8192QAM_TL |  |  |  | 30000174205 | GOOD | 0 |  |  |  | V400 | KG01 | 01 | TE-806300-D-01
219561725733 | 200004007 | SRU3D_15G,QPSK-8192QAM_TH |  |  |  | 30000174227 | GOOD | 0 |  |  |  | V400 | KG01 | 01 | TE-806300-D-01
219560331088 | 200004008 | SRU3D_8G,QPSK-8192QAM_TL |  |  |  | 30000174262 | GOOD | 0 |  |  |  | V400 | KG01 | 01 | TE-806300-D-01
219560331084 | 200004009 | SRU3D_8G,QPSK-8192QAM_TH |  |  |  | 30000174302 | GOOD | 0 |  |  |  | V400 | KG01 | 01 | TE-806300-D-01
219562846907 | 200004008 | SRU3D_8G,QPSK-8192QAM_TL |  |  |  | 30000174432 | GOOD | 0 |  |  |  | V400 | KG01 | 01 | TE-806300-D-01
219562846902 | 200004008 | SRU3D_8G,QPSK-8192QAM_TL |  |  |  | 30000174433 | GOOD | 0 |  |  |  | V400 | KG01 | 01 | TE-806300-D-01
219562851245 | 200004009 | SRU3D_8G,QPSK-8192QAM_TH |  |  |  | 30000174439 | GOOD | 0 |  |  |  | V400 | KG01 | 01 | TE-806300-D-01
219562851238 | 200004009 | SRU3D_8G,QPSK-8192QAM_TH |  |  |  | 30000174440 | GOOD | 0 |  |  |  | V400 | KG01 | 01 | TE-806300-D-01
JN12778DFAFC | 200012744 | MX240-PREMIUM2-DC_MX9240 |  |  |  | 30000175094 | GOOD | 0 |  |  |  | V400 | KG01 | 01 | TE-806400-D-01
EBBE7448 | 200010457 | SCBE3-MX-BB_Juniper_2*XGE ports 10 GE/1 |  |  |  | 30000175103 | GOOD | 0 |  |  |  | V400 | KG01 | 01 | TE-806400-D-01
EBBE2168 | 200010457 | SCBE3-MX-BB_Juniper_2*XGE ports 10 GE/1 |  |  |  | 30000175104 | GOOD | 0 |  |  |  | V400 | KG01 | 01 | TE-806400-D-01
EBBE5770 | 250002851 | CTRL_Juniper_RE-S-X6-128G-S-BB |  |  |  | 30000175115 | GOOD | 0 |  |  |  | V400 | KG01 | 01 | TE-806400-D-01
EBBE5777 | 250002851 | CTRL_Juniper_RE-S-X6-128G-S-BB |  |  |  | 30000175116 | GOOD | 0 |  |  |  | V400 | KG01 | 01 | TE-806400-D-01
CASB5068 | 200012742 | FFANTRAY-MX240-BB_MX240 |  |  |  | 30000175124 | GOOD | 0 |  |  |  | V400 | KG01 | 01 | TE-806400-D-01
QCS2209T2CL | 200012743 | PWR-MX480-2400-DC-BB_MX480 |  |  |  | 30000175133 | GOOD | 0 |  |  |  | V400 | KG01 | 01 | TE-806400-D-01
QCS2148T18X | 200012743 | PWR-MX480-2400-DC-BB_MX480 |  |  |  | 30000175134 | GOOD | 0 |  |  |  | V400 | KG01 | 01 | TE-806400-D-01
219617475900 | 200003880 | ODU_ZTE_SRU3D-QPSK-8192QAM_18Ghz-Sub B L |  |  |  | 30000197150 | GOOD | 0 |  |  |  | V400 | KG01 | 01 | TE-806422-D-01
219617801014 | 200003880 | ODU_ZTE_SRU3D-QPSK-8192QAM_18Ghz-Sub B L |  |  |  | 30000197162 | GOOD | 0 |  |  |  | V400 | KG01 | 01 | TE-806422-D-01
219617800990 | 200003877 | ODU_ZTE_SRU3D-QPSK-8192QAM_18Ghz-Sub B H |  |  |  | 30000197184 | GOOD | 0 |  |  |  | V400 | KG01 | 01 | TE-806422-D-01
219617800979 | 200003877 | ODU_ZTE_SRU3D-QPSK-8192QAM_18Ghz-Sub B H |  |  |  | 30000197185 | GOOD | 0 |  |  |  | V400 | KG01 | 01 | TE-806422-D-01
219628290275 | 320001528 | NR9961 MBU(QPSK-1024QAM)-TL_ZTE |  |  |  | 30000197467 | GOOD | 0 |  |  |  | V400 | KG01 | 01 | TE-806422-D-01
219628245849 | 320001528 | NR9961 MBU(QPSK-1024QAM)-TL_ZTE |  |  |  | 30000197468 | GOOD | 0 |  |  |  | V400 | KG01 | 01 | TE-806422-D-01
219628244684 | 320001530 | NR9961 MBU(QPSK-1024QAM)-TH_ZTE |  |  |  | 30000197518 | GOOD | 0 |  |  |  | V400 | KG01 | 01 | TE-806422-D-01
219628291681 | 320001530 | NR9961 MBU(QPSK-1024QAM)-TH_ZTE |  |  |  | 30000197521 | GOOD | 0 |  |  |  | V400 | KG01 | 01 | TE-806422-D-01
1025A7955269 | 250003745 | Router_Huawei_ATN 910D-A_ 2*100GE |  |  |  | 30000215576 | GOOD | 0 |  |  |  | V400 | KG01 | 01 | TE-833086-D-01
1025A8032866 | 250003745 | Router_Huawei_ATN 910D-A_ 2*100GE |  |  |  | 30000215640 | GOOD | 0 |  |  |  | V400 | KG01 | 01 | TE-833086-D-01
1025A7955165 | 250003745 | Router_Huawei_ATN 910D-A_ 2*100GE |  |  |  | 30000215643 | GOOD | 0 |  |  |  | V400 | KG01 | 01 | TE-833086-D-01
1025A7955125 | 250003745 | Router_Huawei_ATN 910D-A_ 2*100GE |  |  |  | 30000215648 | GOOD | 0 |  |  |  | V400 | KG01 | 01 | TE-833086-D-01
1025A7955146 | 250003745 | Router_Huawei_ATN 910D-A_ 2*100GE |  |  |  | 30000215651 | GOOD | 0 |  |  |  | V400 | AG01 | 01 | TE-833086-D-01
1025A9288181 | 250003745 | Router_Huawei_ATN 910D-A_ 2*100GE |  |  |  | 30000216442 | GOOD | 0 |  |  |  | V400 | KG01 | 01 | TE-833086-D-01
1025A9288199 | 250003745 | Router_Huawei_ATN 910D-A_ 2*100GE |  |  |  | 30000216448 | GOOD | 0 |  |  |  | V400 | KG01 | 01 | TE-833086-D-01
1025A9288197 | 250003745 | Router_Huawei_ATN 910D-A_ 2*100GE |  |  |  | 30000216449 | GOOD | 0 |  |  |  | V400 | KG01 | 01 | TE-833086-D-01
1025A9288210 | 250003745 | Router_Huawei_ATN 910D-A_ 2*100GE |  |  |  | 30000216450 | GOOD | 0 |  |  |  | V400 | KG01 | 01 | TE-833086-D-01
1025A9288227 | 250003745 | Router_Huawei_ATN 910D-A_ 2*100GE |  |  |  | 30000216452 | GOOD | 0 |  |  |  | V400 | KG01 | 01 | TE-833086-D-01
1025A9288215 | 250003745 | Router_Huawei_ATN 910D-A_ 2*100GE |  |  |  | 30000216454 | GOOD | 0 |  |  |  | V400 | KG01 | 01 | TE-833086-D-01
1025A9288205 | 250003745 | Router_Huawei_ATN 910D-A_ 2*100GE |  |  |  | 30000216455 | GOOD | 0 |  |  |  | V400 | KG01 | 01 | TE-833086-D-01
1025A9288209 | 250003745 | Router_Huawei_ATN 910D-A_ 2*100GE |  |  |  | 30000216456 | GOOD | 0 |  |  |  | V400 | KG01 | 01 | TE-833086-D-01
1025A9288217 | 250003745 | Router_Huawei_ATN 910D-A_ 2*100GE |  |  |  | 30000216457 | GOOD | 0 |  |  |  | V400 | KG01 | 01 | TE-833086-D-01
1025A9287811 | 250003745 | Router_Huawei_ATN 910D-A_ 2*100GE |  |  |  | 30000216542 | GOOD | 0 |  |  |  | V400 | KG01 | 01 | TE-833086-D-01
1025A9287813 | 250003745 | Router_Huawei_ATN 910D-A_ 2*100GE |  |  |  | 30000216543 | GOOD | 0 |  |  |  | V400 | KG01 | 01 | TE-833086-D-01
1025A9287812 | 250003745 | Router_Huawei_ATN 910D-A_ 2*100GE |  |  |  | 30000216545 | GOOD | 0 |  |  |  | V400 | KG01 | 01 | TE-833086-D-01
1025A9287769 | 250003745 | Router_Huawei_ATN 910D-A_ 2*100GE |  |  |  | 30000216546 | GOOD | 0 |  |  |  | V400 | KG01 | 01 | TE-833086-D-01
1025A9287759 | 250003745 | Router_Huawei_ATN 910D-A_ 2*100GE |  |  |  | 30000216548 | GOOD | 0 |  |  |  | V400 | KG01 | 01 | TE-833086-D-01
0104019310201309030000602 | 200010190 | Chassic_ZyXel_Optical Switch/Layer 2 |  |  |  | 30010197583 | GOOD WH | 4507000 | 2013-12-26 |  | CN | N400 | KG01 | 01
0104019310201405010000658 | 200010190 | Chassic_ZyXel_Optical Switch/Layer 2 |  |  |  | 30010197584 | GOOD WH | 4461930 | 2014-07-02 |  | CN | N400 | KG01 | 01
S140H45000722 | 200010313 | Switch_Zyxel MES3500-24F |  |  |  | 30010197585 | GOOD WH | 4503000 | 2015-01-12 |  | TW | N400 | KG01 | 01
21030521901094000128 | 200003217 | Interface_Huawei_SL1D(S1.1)_STM1_S |  |  |  | 30010198718 | GOOD WH | 49134916 | 2011-11-11 | Huawei |  | N400 | KG01 | 01 | TE-806312-D-01
126601 | 200002747 | ODU_NEC_IAG_15G_420MHz_sub J_TL_Low |  |  |  | 30010201495 | GOOD WH | 5674256 | 2019-08-27 | NEC | JP | N400 | KG01 | 01
2102354DTN10N8100537 | 200000566 | OLT_Huawei_Power_MA5801-GP16 |  |  |  | 50000001188 | GOOD | 0 |  |  |  | V400 | KG01 | 01
2102354DTN10N8100540 | 200000566 | OLT_Huawei_Power_MA5801-GP16 |  |  |  | 50000001191 | GOOD | 0 |  |  |  | V400 | KG01 | 01
2102354DTN10N8100546 | 200000566 | OLT_Huawei_Power_MA5801-GP16 |  |  |  | 50000001195 | GOOD | 0 |  |  |  | V400 | KG01 | 01
718023700588 | 200000528 | OLT_ZTE_Ctrl_C320-MA |  |  |  | 50000038394 | GOOD | 0 |  |  |  | V400 | AG01 | 01
718087500018 | 200000528 | OLT_ZTE_Ctrl_C320-MA |  |  |  | 50000038733 | GOOD | 0 |  |  |  | V400 | AG01 | 01
718087500228 | 200000528 | OLT_ZTE_Ctrl_C320-MA |  |  |  | 50000039120 | GOOD | 0 |  |  |  | V400 | AG01 | 01
718087500733 | 200000528 | OLT_ZTE_Ctrl_C320-MA |  |  |  | 50000039787 | GOOD | 0 |  |  |  | V400 | AG01 | 01
219174053667 | 200000529 | OLT_ZTE_Chassis_C320-MA |  |  |  | 50000040942 | GOOD | 0 |  |  |  | V400 | AG01 | 01
219174302637 | 200000529 | OLT_ZTE_Chassis_C320-MA |  |  |  | 50000041336 | GOOD | 0 |  |  |  | V400 | AG01 | 01
719342100108 | 200000528 | OLT_ZTE_Ctrl_C320-MA |  |  |  | 50000044538 | GOOD | 0 |  |  |  | V400 | AG01 | 01
719342100197 | 200000528 | OLT_ZTE_Ctrl_C320-MA |  |  |  | 50000044563 | GOOD | 0 |  |  |  | V400 | AG01 | 01
219182604867 | 200000529 | OLT_ZTE_Chassis_C320-MA |  |  |  | 50000044995 | GOOD | 0 |  |  |  | V400 | AG01 | 01
20125926 | 310004192 | FD_Eastron_SDM220-Modbus_Energy meter |  |  |  | 60000015503 | GOOD | 0 |  |  |  | V400 | KG01 | 01 | TE-806413-D-01
20125968 | 310004192 | FD_Eastron_SDM220-Modbus_Energy meter |  |  |  | 60000015515 | GOOD | 0 |  |  |  | V400 | KG01 | 01 | TE-806413-D-01
20136052 | 310004192 | FD_Eastron_SDM220-Modbus_Energy meter |  |  |  | 60000015540 | GOOD | 0 |  |  |  | V400 | KG01 | 01 | TE-806413-D-01
22094760 | 310004192 | FD_Eastron_SDM220-Modbus_Energy meter |  |  |  | 60000015563 | GOOD | 0 |  |  |  | V400 | KG01 | 01 | TE-806413-D-01
22094792 | 310004192 | FD_Eastron_SDM220-Modbus_Energy meter |  |  |  | 60000015598 | GOOD | 0 |  |  |  | V400 | KG01 | 01 | TE-806413-D-01
22094793 | 310004192 | FD_Eastron_SDM220-Modbus_Energy meter |  |  |  | 60000015601 | GOOD | 0 |  |  |  | V400 | KG01 | 01 | TE-806413-D-01
22094797 | 310004192 | FD_Eastron_SDM220-Modbus_Energy meter |  |  |  | 60000015607 | GOOD | 0 |  |  |  | V400 | KG01 | 01 | TE-806413-D-01
22094822 | 310004192 | FD_Eastron_SDM220-Modbus_Energy meter |  |  |  | 60000015677 | GOOD | 0 |  |  |  | V400 | KG01 | 01 | TE-806413-D-01
22094834 | 310004192 | FD_Eastron_SDM220-Modbus_Energy meter |  |  |  | 60000015697 | GOOD | 0 |  |  |  | V400 | KG01 | 01 | TE-806413-D-01
22094835 | 310004192 | FD_Eastron_SDM220-Modbus_Energy meter |  |  |  | 60000015699 | GOOD | 0 |  |  |  | V400 | KG01 | 01 | TE-806413-D-01
22094847 | 310004192 | FD_Eastron_SDM220-Modbus_Energy meter |  |  |  | 60000015719 | GOOD | 0 |  |  |  | V400 | KG01 | 01 | TE-806413-D-01
22094875 | 310004192 | FD_Eastron_SDM220-Modbus_Energy meter |  |  |  | 60000015759 | GOOD | 0 |  |  |  | V400 | KG01 | 01 | TE-806413-D-01
22221764 | 310004192 | FD_Eastron_SDM220-Modbus_Energy meter |  |  |  | 60000016046 | GOOD | 0 |  |  |  | V400 | KG01 | 01 | TE-806413-D-01
22221809 | 310004192 | FD_Eastron_SDM220-Modbus_Energy meter |  |  |  | 60000016065 | GOOD | 0 |  |  |  | V400 | KG01 | 01 | TE-806413-D-01
Y197224136482 | 200012274 | DCDU_Leian_DCDU-8_125A_8 port 25A |  |  |  | 60000016080 | GOOD | 0 |  |  |  | V400 | AG01 | 01 | TE-007368-D-01
Y197224136484 | 200012274 | DCDU_Leian_DCDU-8_125A_8 port 25A |  |  |  | 60000016088 | GOOD | 0 |  |  |  | V400 | AG01 | 01 | TE-007368-D-01
JW8221900665W0 | 200009933 | RECTMDL_Delta_ESOA060-HBB01_3000W |  |  |  | 60000023701 | GOOD | 0 |  |  |  | V400 | AG01 | 01 | TE-007368-D-01
JW8221902589W0 | 200009933 | RECTMDL_Delta_ESOA060-HBB01_3000W |  |  |  | 60000023710 | GOOD | 0 |  |  |  | V400 | AG01 | 01 | TE-007368-D-01
Y197224135521 | 200012274 | DCDU_Leian_DCDU-8_125A_8 port 25A |  |  |  | 60000023998 | GOOD | 0 |  |  |  | V400 | AG01 | 01 | TE-007368-D-01
Y197224135522 | 200012274 | DCDU_Leian_DCDU-8_125A_8 port 25A |  |  |  | 60000024001 | GOOD | 0 |  |  |  | V400 | AG01 | 01 | TE-007368-D-01
Y197224135523 | 200012274 | DCDU_Leian_DCDU-8_125A_8 port 25A |  |  |  | 60000024004 | GOOD | 0 |  |  |  | V400 | AG01 | 01 | TE-007368-D-01
Y197224135524 | 200012274 | DCDU_Leian_DCDU-8_125A_8 port 25A |  |  |  | 60000024007 | GOOD | 0 |  |  |  | V400 | AG01 | 01 | TE-007368-D-01
Y197224135525 | 200012274 | DCDU_Leian_DCDU-8_125A_8 port 25A |  |  |  | 60000024010 | GOOD | 0 |  |  |  | V400 | AG01 | 01 | TE-007368-D-01
Y197224135526 | 200012274 | DCDU_Leian_DCDU-8_125A_8 port 25A |  |  |  | 60000024013 | GOOD | 0 |  |  |  | V400 | AG01 | 01 | TE-007368-D-01
Y197224135689 | 200012274 | DCDU_Leian_DCDU-8_125A_8 port 25A |  |  |  | 60000024570 | GOOD | 0 |  |  |  | V400 | AG01 | 01 | TE-007368-D-01
Y197224135690 | 200012274 | DCDU_Leian_DCDU-8_125A_8 port 25A |  |  |  | 60000024574 | GOOD | 0 |  |  |  | V400 | AG01 | 01 | TE-007368-D-01
Y197224135691 | 200012274 | DCDU_Leian_DCDU-8_125A_8 port 25A |  |  |  | 60000024578 | GOOD | 0 |  |  |  | V400 | AG01 | 01 | TE-007368-D-01
Y197224135692 | 200012274 | DCDU_Leian_DCDU-8_125A_8 port 25A |  |  |  | 60000024582 | GOOD | 0 |  |  |  | V400 | AG01 | 01 | TE-007368-D-01
Y197224135693 | 200012274 | DCDU_Leian_DCDU-8_125A_8 port 25A |  |  |  | 60000024586 | GOOD | 0 |  |  |  | V400 | AG01 | 01 | TE-007368-D-01
Y197224135694 | 200012274 | DCDU_Leian_DCDU-8_125A_8 port 25A |  |  |  | 60000024590 | GOOD | 0 |  |  |  | V400 | AG01 | 01 | TE-007368-D-01
LU2240453466 | 200012427 | RECTMDL_Huawei_R4875G5 |  |  |  | 60000024852 | GOOD | 0 |  |  |  | V400 | AG01 | 01 | TE-007368-D-01
Y197224135899 | 200012274 | DCDU_Leian_DCDU-8_125A_8 port 25A |  |  |  | 60000025299 | GOOD | 0 |  |  |  | V400 | AG01 | 01 | TE-007368-D-01
Y197224135900 | 200012274 | DCDU_Leian_DCDU-8_125A_8 port 25A |  |  |  | 60000025303 | GOOD | 0 |  |  |  | V400 | AG01 | 01 | TE-007368-D-01
Y197224135901 | 200012274 | DCDU_Leian_DCDU-8_125A_8 port 25A |  |  |  | 60000025307 | GOOD | 0 |  |  |  | V400 | AG01 | 01 | TE-007368-D-01
Y197224135902 | 200012274 | DCDU_Leian_DCDU-8_125A_8 port 25A |  |  |  | 60000025311 | GOOD | 0 |  |  |  | V400 | AG01 | 01 | TE-007368-D-01
Y197224135903 | 200012274 | DCDU_Leian_DCDU-8_125A_8 port 25A |  |  |  | 60000025315 | GOOD | 0 |  |  |  | V400 | AG01 | 01 | TE-007368-D-01
Y197224135904 | 200012274 | DCDU_Leian_DCDU-8_125A_8 port 25A |  |  |  | 60000025320 | GOOD | 0 |  |  |  | V400 | AG01 | 01 | TE-007368-D-01
Y197224136073 | 200012274 | DCDU_Leian_DCDU-8_125A_8 port 25A |  |  |  | 60000025913 | GOOD | 0 |  |  |  | V400 | AG01 | 01 | TE-007368-D-01
Y197224136074 | 200012274 | DCDU_Leian_DCDU-8_125A_8 port 25A |  |  |  | 60000025918 | GOOD | 0 |  |  |  | V400 | AG01 | 01 | TE-007368-D-01
Y197224136075 | 200012274 | DCDU_Leian_DCDU-8_125A_8 port 25A |  |  |  | 60000025923 | GOOD | 0 |  |  |  | V400 | AG01 | 01 | TE-007368-D-01
Y197224136076 | 200012274 | DCDU_Leian_DCDU-8_125A_8 port 25A |  |  |  | 60000025929 | GOOD | 0 |  |  |  | V400 | AG01 | 01 | TE-007368-D-01
Y197224136077 | 200012274 | DCDU_Leian_DCDU-8_125A_8 port 25A |  |  |  | 60000025935 | GOOD | 0 |  |  |  | V400 | AG01 | 01 | TE-007368-D-01
Y197224136078 | 200012274 | DCDU_Leian_DCDU-8_125A_8 port 25A |  |  |  | 60000025941 | GOOD | 0 |  |  |  | V400 | AG01 | 01 | TE-007368-D-01
Y197224136103 | 200012274 | DCDU_Leian_DCDU-8_125A_8 port 25A |  |  |  | 60000026044 | GOOD | 0 |  |  |  | V400 | AG01 | 01 | TE-007368-D-01
Y197224136104 | 200012274 | DCDU_Leian_DCDU-8_125A_8 port 25A |  |  |  | 60000026049 | GOOD | 0 |  |  |  | V400 | AG01 | 01 | TE-007368-D-01
Y197224136105 | 200012274 | DCDU_Leian_DCDU-8_125A_8 port 25A |  |  |  | 60000026054 | GOOD | 0 |  |  |  | V400 | AG01 | 01 | TE-007368-D-01
Y197224136106 | 200012274 | DCDU_Leian_DCDU-8_125A_8 port 25A |  |  |  | 60000026059 | GOOD | 0 |  |  |  | V400 | AG01 | 01 | TE-007368-D-01
Y197224136107 | 200012274 | DCDU_Leian_DCDU-8_125A_8 port 25A |  |  |  | 60000026063 | GOOD | 0 |  |  |  | V400 | AG01 | 01 | TE-007368-D-01
Y197224136108 | 200012274 | DCDU_Leian_DCDU-8_125A_8 port 25A |  |  |  | 60000026067 | GOOD | 0 |  |  |  | V400 | AG01 | 01 | TE-007368-D-01
Y197224136210 | 200012274 | DCDU_Leian_DCDU-8_125A_8 port 25A |  |  |  | 60000026286 | GOOD | 0 |  |  |  | V400 | KG01 | 01 | TE-806004-D-01
Y222224200609 | 200012273 | DCDU_Leian_DCPD10B_200A_6X25A/4X42A |  |  |  | 60000040784 | GOOD | 0 |  |  |  | V400 | AG01 | 01 | TE-007368-D-01
Y222224200610 | 200012273 | DCDU_Leian_DCPD10B_200A_6X25A/4X42A |  |  |  | 60000040787 | GOOD | 0 |  |  |  | V400 | AG01 | 01 | TE-007368-D-01
Y222224200611 | 200012273 | DCDU_Leian_DCPD10B_200A_6X25A/4X42A |  |  |  | 60000040790 | GOOD | 0 |  |  |  | V400 | AG01 | 01 | TE-007368-D-01
JW8222603486W0 | 200009933 | RECTMDL_Delta_ESOA060-HBB01_3000W |  |  |  | 60000043477 | GOOD | 0 |  |  |  | V400 | AG01 | 01 | TE-007368-D-01
JW8222603786W0 | 200009933 | RECTMDL_Delta_ESOA060-HBB01_3000W |  |  |  | 60000043497 | GOOD | 0 |  |  |  | V400 | AG01 | 01 | TE-007368-D-01
JW8222603826W0 | 200009933 | RECTMDL_Delta_ESOA060-HBB01_3000W |  |  |  | 60000043506 | GOOD | 0 |  |  |  | V400 | AG01 | 01 | TE-007368-D-01
VVV53P220525059 | 310003434 | DBRD_BTS ACDB_63A_3P_SPD Type 1+2 |  |  |  | 60000046700 | GOOD | 0 |  |  |  | V400 | KG01 | 01 | TE-007368-D-01
VVV53P220525407 | 310003434 | DBRD_BTS ACDB_63A_3P_SPD Type 1+2 |  |  |  | 60000053016 | GOOD WH | 0 |  |  |  | V400 | KG01 | 01 | TE-806413-D-01
21021306082103011DBF | 200001119 | RECTMDL_Agisson_EPW30_48Vdc_30A |  |  |  | 60000078392 | GOOD WH | 0 |  |  |  | N400 | KG01 | 01 | TE-806413-D-01
210213054320960C0091 | 200001119 | RECTMDL_Agisson_EPW30_48Vdc_30A |  |  |  | 60000120279 | GOOD WH | 0 |  |  |  | N400 | KG01 | 01 | TE-806413-D-01
Y222224200722 | 200012273 | DCDU_Leian_DCPD10B_200A_6X25A/4X42A |  |  |  | 60000143832 | GOOD | 0 |  |  |  | V400 | KG01 | 01 | TE-007795-D-01
Y222224200723 | 200012273 | DCDU_Leian_DCPD10B_200A_6X25A/4X42A |  |  |  | 60000143843 | GOOD | 0 |  |  |  | V400 | KG01 | 01 | TE-007795-D-01
Y222224200727 | 200012273 | DCDU_Leian_DCPD10B_200A_6X25A/4X42A |  |  |  | 60000143888 | GOOD | 0 |  |  |  | V400 | KG01 | 01 | TE-007368-D-01
Y197224136457 | 200012274 | DCDU_Leian_DCDU-8_125A_8 port 25A |  |  |  | 60000144212 | GOOD | 0 |  |  |  | V400 | KG01 | 01 | TE-007368-D-01
Y197224137157 | 200012274 | DCDU_Leian_DCDU-8_125A_8 port 25A |  |  |  | 60000144402 | GOOD | 0 |  |  |  | V400 | KG01 | 01 | TE-007795-D-01
Y197224137158 | 200012274 | DCDU_Leian_DCDU-8_125A_8 port 25A |  |  |  | 60000144411 | GOOD | 0 |  |  |  | V400 | KG01 | 01 | TE-007795-D-01
YAT221200169WE | 200009912 | CHAS_DC__Delta_ESOA060-HBB01 |  |  |  | 60000144762 | GOOD | 0 |  |  |  | V400 | KG01 | 01 | TE-007368-D-01
220102200001167454 | 200009934 | TPS1020028A_ESOA060-HBB01_Delta_Outdoor |  |  |  | 60000144772 | GOOD | 0 |  |  |  | V400 | KG01 | 01
221150024035 | 200001128 | RECTMDL_Eltek_Flatpack2_48V_3000w |  |  |  | 60000145031 | GOOD | 0 |  |  |  | V400 | AG01 | 01 | TE-007368-D-01
JW8221901148W0 | 200009933 | RECTMDL_Delta_ESOA060-HBB01_3000W |  |  |  | 60000145310 | GOOD | 0 |  |  |  | V400 | KG01 | 01
JW8221901160W0 | 200009933 | RECTMDL_Delta_ESOA060-HBB01_3000W |  |  |  | 60000145320 | GOOD | 0 |  |  |  | V400 | KG01 | 01
YAT224302825WE | 200009912 | CHAS_DC__Delta_ESOA060-HBB01 |  |  |  | 60000147585 | GOOD | 0 |  |  |  | V400 | KG01 | 01 | TE-011708-D-01
220412200001216094 | 200009934 | TPS1020028A_ESOA060-HBB01_Delta_Outdoor |  |  |  | 60000147683 | GOOD | 0 |  |  |  | V400 | KG01 | 01
2102310FJDLUN6001445 | 200013274 | RECTMDL_Agisson_R4850G1_3000W |  |  |  | 60000247053 | GOOD | 0 |  |  |  | V400 | AG01 | 01
2102310FJDLUN6001548 | 200013274 | RECTMDL_Agisson_R4850G1_3000W |  |  |  | 60000247092 | GOOD | 0 |  |  |  | V400 | AG01 | 01
VVV53P220525511 | 310003434 | DBRD_BTS ACDB_63A_3P_SPD Type 1+2 |  |  |  | 60000298691 | GOOD WH | 0 |  |  |  | V400 | KG01 | 01 | TE-806413-D-01
VVV53P220525675 | 310003434 | DBRD_BTS ACDB_63A_3P_SPD Type 1+2 |  |  |  | 60000300429 | GOOD WH | 0 |  |  |  | V400 | KG01 | 01 | TE-007368-D-01
220950013410 | 200001128 | RECTMDL_Eltek_Flatpack2_48V_3000w |  |  |  | 60000309270 | GOOD WH | 0 |  |  |  | V400 | AG01 | 01 | TE-007795-D-01
2102130608210C01059B | 200001119 | RECTMDL_Agisson_EPW30_48Vdc_30A |  |  |  | 60000315099 | GOOD WH | 0 |  |  |  | N400 | KG01 | 01
101424100705 | 200009913 | Subrack Eltek |  |  |  | 60000316962 | GOOD | 0 |  |  |  | N400 | KG01 | 01
VT1000032025 | 310003529 | STAB_STANDA_1P_5kVA |  |  |  | 60000316968 | GOOD | 0 |  |  |  | N400 | KG01 | 01
61584672 | 310003631 | Emko Trans S485 |  |  |  | 60000325943 | GOOD | 0 |  |  |  | V400 | KG01 | 01
61584681 | 310003631 | Emko Trans S485 |  |  |  | 60000325957 | GOOD | 0 |  |  |  | V400 | KG01 | 01
13260 | 310004162 | Sensor_Door open_Dry-contact |  |  |  | 60000326163 | GOOD | 0 |  |  |  | V400 | KG01 | 01 | TE-011708-D-01
13262 | 310004162 | Sensor_Door open_Dry-contact |  |  |  | 60000326174 | GOOD | 0 |  |  |  | V400 | KG01 | 01 | TE-011708-D-01
13263 | 310004162 | Sensor_Door open_Dry-contact |  |  |  | 60000326185 | GOOD | 0 |  |  |  | V400 | KG01 | 01 | TE-011708-D-01
13266 | 310004162 | Sensor_Door open_Dry-contact |  |  |  | 60000326200 | GOOD | 0 |  |  |  | V400 | KG01 | 01 | TE-011708-D-01
13267 | 310004162 | Sensor_Door open_Dry-contact |  |  |  | 60000326212 | GOOD | 0 |  |  |  | V400 | KG01 | 01 | TE-011708-D-01
13777 | 310004162 | Sensor_Door open_Dry-contact |  |  |  | 60000326222 | GOOD | 0 |  |  |  | V400 | KG01 | 01 | TE-011708-D-01
14524 | 310004162 | Sensor_Door open_Dry-contact |  |  |  | 60000326233 | GOOD | 0 |  |  |  | V400 | KG01 | 01 | TE-011708-D-01
14525 | 310004162 | Sensor_Door open_Dry-contact |  |  |  | 60000326242 | GOOD | 0 |  |  |  | V400 | KG01 | 01 | TE-011708-D-01
14528 | 310004162 | Sensor_Door open_Dry-contact |  |  |  | 60000326259 | GOOD | 0 |  |  |  | V400 | KG01 | 01 | TE-011708-D-01
14529 | 310004162 | Sensor_Door open_Dry-contact |  |  |  | 60000326270 | GOOD | 0 |  |  |  | V400 | KG01 | 01 | TE-011708-D-01
14530 | 310004162 | Sensor_Door open_Dry-contact |  |  |  | 60000326280 | GOOD | 0 |  |  |  | V400 | KG01 | 01 | TE-011708-D-01
14531 | 310004162 | Sensor_Door open_Dry-contact |  |  |  | 60000326294 | GOOD | 0 |  |  |  | V400 | KG01 | 01 | TE-011708-D-01
14532 | 310004162 | Sensor_Door open_Dry-contact |  |  |  | 60000326310 | GOOD | 0 |  |  |  | V400 | KG01 | 01 | TE-011708-D-01
14533 | 310004162 | Sensor_Door open_Dry-contact |  |  |  | 60000326319 | GOOD | 0 |  |  |  | V400 | KG01 | 01 | TE-011708-D-01
14534 | 310004162 | Sensor_Door open_Dry-contact |  |  |  | 60000326329 | GOOD | 0 |  |  |  | V400 | KG01 | 01 | TE-011708-D-01
14535 | 310004162 | Sensor_Door open_Dry-contact |  |  |  | 60000326338 | GOOD | 0 |  |  |  | V400 | KG01 | 01 | TE-011708-D-01
15135 | 310004162 | Sensor_Door open_Dry-contact |  |  |  | 60000326349 | GOOD | 0 |  |  |  | V400 | KG01 | 01 | TE-011705-D-01
01202597 | 310004192 | FD_Eastron_SDM220-Modbus_Energy meter |  |  |  | 60000330189 | GOOD | 0 |  |  |  | N400 | KG01 | 01
01206632 | 310004192 | FD_Eastron_SDM220-Modbus_Energy meter |  |  |  | 60000330234 | GOOD | 0 |  |  |  | N400 | KG01 | 01
01200569 | 310004192 | FD_Eastron_SDM220-Modbus_Energy meter |  |  |  | 60000330253 | GOOD | 0 |  |  |  | N400 | KG01 | 01
01202913 | 310004192 | FD_Eastron_SDM220-Modbus_Energy meter |  |  |  | 60000330268 | GOOD | 0 |  |  |  | N400 | KG01 | 01
01200535 | 310004192 | FD_Eastron_SDM220-Modbus_Energy meter |  |  |  | 60000330320 | GOOD | 0 |  |  |  | N400 | KG01 | 01
01204563 | 310004192 | FD_Eastron_SDM220-Modbus_Energy meter |  |  |  | 60000330637 | GOOD | 0 |  |  |  | N400 | KG01 | 01
01205811 | 310004192 | FD_Eastron_SDM220-Modbus_Energy meter |  |  |  | 60000330644 | GOOD | 0 |  |  |  | N400 | KG01 | 01
01208127 | 310004192 | FD_Eastron_SDM220-Modbus_Energy meter |  |  |  | 60000330679 | GOOD | 0 |  |  |  | N400 | KG01 | 01
01120403 | 310004192 | FD_Eastron_SDM220-Modbus_Energy meter |  |  |  | 60000330899 | GOOD | 0 |  |  |  | N400 | KG01 | 01
01121439 | 310004192 | FD_Eastron_SDM220-Modbus_Energy meter |  |  |  | 60000330916 | GOOD | 0 |  |  |  | N400 | KG01 | 01
2102310FJDLUN6001005 | 200013274 | RECTMDL_Agisson_R4850G1_3000W |  |  |  | 60000331818 | GOOD | 0 |  |  |  | V400 | KG01 | 01
2102310FJDLUN5000700 | 200013274 | RECTMDL_Agisson_R4850G1_3000W |  |  |  | 60000408275 | GOOD | 0 |  |  |  | V400 | AG01 | 01
2102310FJDLUN5000773 | 200013274 | RECTMDL_Agisson_R4850G1_3000W |  |  |  | 60000408348 | GOOD | 0 |  |  |  | V400 | KG01 | 01 | TE-007795-D-01
2102310FJDLUN5000806 | 200013274 | RECTMDL_Agisson_R4850G1_3000W |  |  |  | 60000408448 | GOOD | 0 |  |  |  | V400 | AG01 | 01
2102310FJDLUN5000809 | 200013274 | RECTMDL_Agisson_R4850G1_3000W |  |  |  | 60000408454 | GOOD | 0 |  |  |  | V400 | AG01 | 01
2102310FJDLUN5001178 | 200013274 | RECTMDL_Agisson_R4850G1_3000W |  |  |  | 60000409607 | GOOD | 0 |  |  |  | V400 | AG01 | 01
2102310FJDLUN6000328 | 200013274 | RECTMDL_Agisson_R4850G1_3000W |  |  |  | 60000410799 | GOOD | 0 |  |  |  | V400 | AG01 | 01
233432300441 | 200008787 | RECTMDL_ZTE_LDB_ZXDU58_ |  |  |  | 60000414084 | GOOD | 0 |  |  |  | V400 | KG01 | 01
01203046 | 310004192 | FD_Eastron_SDM220-Modbus_Energy meter |  |  |  | 60000414663 | GOOD | 0 |  |  |  | V400 | KG01 | 01 | TE-806368-D-01
VVTSA20221118322 | 310004171 | FD_Alrm sensor_High temp_Fire |  |  |  | 60000419129 | GOOD | 0 |  |  |  | V400 | KG01 | 01 | TE-011708-D-01
VVTSA20221118323 | 310004171 | FD_Alrm sensor_High temp_Fire |  |  |  | 60000419137 | GOOD | 0 |  |  |  | V400 | KG01 | 01 | TE-011708-D-01
VVTSA20221118331 | 310004171 | FD_Alrm sensor_High temp_Fire |  |  |  | 60000419225 | GOOD | 0 |  |  |  | V400 | KG01 | 01 | TE-011708-D-01
VVTSA20221118332 | 310004171 | FD_Alrm sensor_High temp_Fire |  |  |  | 60000419234 | GOOD | 0 |  |  |  | V400 | KG01 | 01 | TE-011708-D-01
VVTSA20221118333 | 310004171 | FD_Alrm sensor_High temp_Fire |  |  |  | 60000419244 | GOOD | 0 |  |  |  | V400 | KG01 | 01 | TE-011708-D-01
VVTSA20221118334 | 310004171 | FD_Alrm sensor_High temp_Fire |  |  |  | 60000419251 | GOOD | 0 |  |  |  | V400 | KG01 | 01 | TE-011708-D-01
VVTSA20221118336 | 310004171 | FD_Alrm sensor_High temp_Fire |  |  |  | 60000419268 | GOOD | 0 |  |  |  | V400 | KG01 | 01 | TE-011708-D-01
VVTSA20221118338 | 310004171 | FD_Alrm sensor_High temp_Fire |  |  |  | 60000419286 | GOOD | 0 |  |  |  | V400 | KG01 | 01 | TE-011708-D-01
VVTSA20221118403 | 310004171 | FD_Alrm sensor_High temp_Fire |  |  |  | 60000419949 | GOOD | 0 |  |  |  | V400 | KG01 | 01 | TE-011708-D-01
VVTSA20221118405 | 310004171 | FD_Alrm sensor_High temp_Fire |  |  |  | 60000419973 | GOOD | 0 |  |  |  | V400 | KG01 | 01 | TE-011708-D-01
VVTSA20221118407 | 310004171 | FD_Alrm sensor_High temp_Fire |  |  |  | 60000419999 | GOOD | 0 |  |  |  | V400 | KG01 | 01 | TE-011708-D-01
VVTSA20221118409 | 310004171 | FD_Alrm sensor_High temp_Fire |  |  |  | 60000420016 | GOOD | 0 |  |  |  | V400 | KG01 | 01 | TE-011708-D-01
VVTSA20221118411 | 310004171 | FD_Alrm sensor_High temp_Fire |  |  |  | 60000420027 | GOOD | 0 |  |  |  | V400 | KG01 | 01 | TE-011708-D-01
VVTSA20221118413 | 310004171 | FD_Alrm sensor_High temp_Fire |  |  |  | 60000420045 | GOOD | 0 |  |  |  | V400 | KG01 | 01 | TE-011708-D-01
VVTSA20221118415 | 310004171 | FD_Alrm sensor_High temp_Fire |  |  |  | 60000420063 | GOOD | 0 |  |  |  | V400 | KG01 | 01 | TE-011708-D-01
VVTSA20221118417 | 310004171 | FD_Alrm sensor_High temp_Fire |  |  |  | 60000420081 | GOOD | 0 |  |  |  | V400 | KG01 | 01 | TE-011708-D-01
VVTSA20221118419 | 310004171 | FD_Alrm sensor_High temp_Fire |  |  |  | 60000420094 | GOOD | 0 |  |  |  | V400 | KG01 | 01 | TE-011708-D-01
VVTSA20221118461 | 310004171 | FD_Alrm sensor_High temp_Fire |  |  |  | 60000420514 | GOOD | 0 |  |  |  | V400 | KG01 | 01 | TE-011708-D-01
VVTSA20221118462 | 310004171 | FD_Alrm sensor_High temp_Fire |  |  |  | 60000420518 | GOOD | 0 |  |  |  | V400 | KG01 | 01 | TE-011708-D-01
VVTSA20221118463 | 310004171 | FD_Alrm sensor_High temp_Fire |  |  |  | 60000420525 | GOOD | 0 |  |  |  | V400 | KG01 | 01 | TE-011708-D-01
VVTSA20221118464 | 310004171 | FD_Alrm sensor_High temp_Fire |  |  |  | 60000420533 | GOOD | 0 |  |  |  | V400 | KG01 | 01 | TE-011708-D-01
VVTSA20221118465 | 310004171 | FD_Alrm sensor_High temp_Fire |  |  |  | 60000420540 | GOOD | 0 |  |  |  | V400 | KG01 | 01 | TE-011708-D-01
VVTSA20221118466 | 310004171 | FD_Alrm sensor_High temp_Fire |  |  |  | 60000420549 | GOOD | 0 |  |  |  | V400 | KG01 | 01 | TE-011708-D-01
VVTSA20221118467 | 310004171 | FD_Alrm sensor_High temp_Fire |  |  |  | 60000420558 | GOOD | 0 |  |  |  | V400 | KG01 | 01 | TE-011708-D-01
VVTSA20221118468 | 310004171 | FD_Alrm sensor_High temp_Fire |  |  |  | 60000420565 | GOOD | 0 |  |  |  | V400 | KG01 | 01 | TE-011708-D-01
VVTSA20221118469 | 310004171 | FD_Alrm sensor_High temp_Fire |  |  |  | 60000420571 | GOOD | 0 |  |  |  | V400 | KG01 | 01 | TE-011708-D-01
VVTSA20221118470 | 310004171 | FD_Alrm sensor_High temp_Fire |  |  |  | 60000420577 | GOOD | 0 |  |  |  | V400 | KG01 | 01 | TE-011708-D-01
VVTSA20221118471 | 310004171 | FD_Alrm sensor_High temp_Fire |  |  |  | 60000420586 | GOOD | 0 |  |  |  | V400 | KG01 | 01 | TE-011708-D-01
VVTSA20221118472 | 310004171 | FD_Alrm sensor_High temp_Fire |  |  |  | 60000420592 | GOOD | 0 |  |  |  | V400 | KG01 | 01 | TE-011708-D-01
VVTSA20221118473 | 310004171 | FD_Alrm sensor_High temp_Fire |  |  |  | 60000420599 | GOOD | 0 |  |  |  | V400 | KG01 | 01 | TE-011708-D-01
VVTSA20221118474 | 310004171 | FD_Alrm sensor_High temp_Fire |  |  |  | 60000420609 | GOOD | 0 |  |  |  | V400 | KG01 | 01 | TE-011708-D-01
VVTSA20221118475 | 310004171 | FD_Alrm sensor_High temp_Fire |  |  |  | 60000420616 | GOOD | 0 |  |  |  | V400 | KG01 | 01 | TE-806413-D-01
VVTSA20221118476 | 310004171 | FD_Alrm sensor_High temp_Fire |  |  |  | 60000420621 | GOOD | 0 |  |  |  | V400 | KG01 | 01 | TE-806413-D-01
VVTSA20221118477 | 310004171 | FD_Alrm sensor_High temp_Fire |  |  |  | 60000420628 | GOOD | 0 |  |  |  | V400 | KG01 | 01 | TE-806413-D-01
VVTSA20221118478 | 310004171 | FD_Alrm sensor_High temp_Fire |  |  |  | 60000420633 | GOOD | 0 |  |  |  | V400 | KG01 | 01 | TE-806413-D-01
VVTSA20221118479 | 310004171 | FD_Alrm sensor_High temp_Fire |  |  |  | 60000420637 | GOOD | 0 |  |  |  | V400 | KG01 | 01 | TE-806413-D-01
VVTSA20221118480 | 310004171 | FD_Alrm sensor_High temp_Fire |  |  |  | 60000420641 | GOOD | 0 |  |  |  | V400 | KG01 | 01 | TE-011708-D-01
21251039 | 310004192 | FD_Eastron_SDM220-Modbus_Energy meter |  |  |  | 60000421058 | GOOD | 0 |  |  |  | V400 | KG01 | 01 | TE-806004-D-01
13744 | 310004162 | Sensor_Door open_Dry-contact |  |  |  | 60000422103 | GOOD | 0 |  |  |  | V400 | KG01 | 01 | TE-806413-D-01
13749 | 310004162 | Sensor_Door open_Dry-contact |  |  |  | 60000422111 | GOOD | 0 |  |  |  | V400 | KG01 | 01 | TE-806413-D-01
13750 | 310004162 | Sensor_Door open_Dry-contact |  |  |  | 60000422120 | GOOD | 0 |  |  |  | V400 | KG01 | 01 | TE-806413-D-01
13751 | 310004162 | Sensor_Door open_Dry-contact |  |  |  | 60000422126 | GOOD | 0 |  |  |  | V400 | KG01 | 01 | TE-806413-D-01
13754 | 310004162 | Sensor_Door open_Dry-contact |  |  |  | 60000422142 | GOOD | 0 |  |  |  | V400 | KG01 | 01 | TE-806413-D-01
13755 | 310004162 | Sensor_Door open_Dry-contact |  |  |  | 60000422147 | GOOD | 0 |  |  |  | V400 | KG01 | 01 | TE-806413-D-01
BN2015010723 | 310004162 | Sensor_Door open_Dry-contact |  |  |  | 60000422164 | GOOD | 0 |  |  |  | V400 | KG01 | 01 | TE-806413-D-01
YAT224302831WE | 200009912 | CHAS_DC__Delta_ESOA060-HBB01 |  |  |  | 60000429814 | GOOD WH | 0 |  |  |  | V400 | KG01 | 01 | TE-007795-D-01
JW8223812645W0 | 200009933 | RECTMDL_Delta_ESOA060-HBB01_3000W |  |  |  | 60000429821 | GOOD WH | 0 |  |  |  | V400 | KG01 | 01 | TE-007795-D-01
JW8223812681W0 | 200009933 | RECTMDL_Delta_ESOA060-HBB01_3000W |  |  |  | 60000429822 | GOOD WH | 0 |  |  |  | V400 | KG01 | 01 | TE-007795-D-01
220412200001215990 | 200009934 | TPS1020028A_ESOA060-HBB01_Delta_Outdoor |  |  |  | 60000429825 | GOOD WH | 0 |  |  |  | V400 | KG01 | 01 | TE-806368-D-01
YAT224302939WE | 200009912 | CHAS_DC__Delta_ESOA060-HBB01 |  |  |  | 60000429932 | GOOD WH | 0 |  |  |  | V400 | KG01 | 01 | TE-007795-D-01
JW8223812631W0 | 200009933 | RECTMDL_Delta_ESOA060-HBB01_3000W |  |  |  | 60000429938 | GOOD WH | 0 |  |  |  | V400 | KG01 | 01 | TE-007795-D-01
JW8223812766W0 | 200009933 | RECTMDL_Delta_ESOA060-HBB01_3000W |  |  |  | 60000429939 | GOOD WH | 0 |  |  |  | V400 | KG01 | 01 | TE-007795-D-01
220412200001216087 | 200009934 | TPS1020028A_ESOA060-HBB01_Delta_Outdoor |  |  |  | 60000429941 | GOOD WH | 0 |  |  |  | V400 | KG01 | 01 | TE-007795-D-01
YAT224202470WE | 200009912 | CHAS_DC__Delta_ESOA060-HBB01 |  |  |  | 60000440896 | GOOD WH | 0 |  |  |  | V400 | KG01 | 01 | TE-011708-D-01
220402200001214060 | 200009934 | TPS1020028A_ESOA060-HBB01_Delta_Outdoor |  |  |  | 60000445217 | GOOD WH | 0 |  |  |  | V400 | KG01 | 01 | TE-011708-D-01
210213054320960E0215 | 200001119 | RECTMDL_Agisson_EPW30_48Vdc_30A |  |  |  | 60000503904 | GOOD WH | 0 |  |  |  | N400 | KG01 | 01
2102310FJDLUN6000153 | 200013274 | RECTMDL_Agisson_R4850G1_3000W |  |  |  | 60000542812 | GOOD | 0 |  |  |  | V400 | AG01 | 01 | TE-230898-D-01
2102310FJDLUN6000178 | 200013274 | RECTMDL_Agisson_R4850G1_3000W |  |  |  | 60000542823 | GOOD | 0 |  |  |  | V400 | AG01 | 01 | TE-230898-D-01
2102310FJDLUN6000086 | 200013274 | RECTMDL_Agisson_R4850G1_3000W |  |  |  | 60000542825 | GOOD | 0 |  |  |  | V400 | AG01 | 01 | TE-230898-D-01
2102310FJDLUN6000119 | 200013274 | RECTMDL_Agisson_R4850G1_3000W |  |  |  | 60000542828 | GOOD | 0 |  |  |  | V400 | AG01 | 01 | TE-230898-D-01
2102310FJDHVN3001867 | 200013274 | RECTMDL_Agisson_R4850G1_3000W |  |  |  | 60000542883 | GOOD | 0 |  |  |  | V400 | AG01 | 01
2102310FJDHVN3001895 | 200013274 | RECTMDL_Agisson_R4850G1_3000W |  |  |  | 60000542885 | GOOD | 0 |  |  |  | V400 | AG01 | 01 | TE-230898-D-01
2102130908222B05007A | 200012426 | RECTMDL_Vertiv_R48-3500e |  |  |  | 60000545879 | GOOD | 0 |  |  |  | V400 | AG01 | 01 | TE-007368-D-01
2102130908222B07028E | 200012426 | RECTMDL_Vertiv_R48-3500e |  |  |  | 60000545886 | GOOD | 0 |  |  |  | V400 | AG01 | 01 | TE-007368-D-01
2102130908222B07035B | 200012426 | RECTMDL_Vertiv_R48-3500e |  |  |  | 60000545888 | GOOD | 0 |  |  |  | V400 | AG01 | 01 | TE-007368-D-01
2102130908222B050150 | 200012426 | RECTMDL_Vertiv_R48-3500e |  |  |  | 60000545901 | GOOD | 0 |  |  |  | V400 | AG01 | 01 | TE-007368-D-01
2102130908222B070136 | 200012426 | RECTMDL_Vertiv_R48-3500e |  |  |  | 60000545923 | GOOD | 0 |  |  |  | V400 | AG01 | 01 | TE-007368-D-01
2102130908222B070154 | 200012426 | RECTMDL_Vertiv_R48-3500e |  |  |  | 60000545934 | GOOD | 0 |  |  |  | V400 | AG01 | 01 | TE-007368-D-01
2102130908222B0702C4 | 200012426 | RECTMDL_Vertiv_R48-3500e |  |  |  | 60000545938 | GOOD | 0 |  |  |  | V400 | AG01 | 01 | TE-007368-D-01
2102130908222B070176 | 200012426 | RECTMDL_Vertiv_R48-3500e |  |  |  | 60000545942 | GOOD | 0 |  |  |  | V400 | AG01 | 01 | TE-007368-D-01
2102130908222B0500C8 | 200012426 | RECTMDL_Vertiv_R48-3500e |  |  |  | 60000545960 | GOOD | 0 |  |  |  | V400 | AG01 | 01 | TE-007368-D-01
2102130908222B0501B6 | 200012426 | RECTMDL_Vertiv_R48-3500e |  |  |  | 60000545993 | GOOD | 0 |  |  |  | V400 | AG01 | 01 | TE-007368-D-01
2102130908222B050016 | 200012426 | RECTMDL_Vertiv_R48-3500e |  |  |  | 60000546018 | GOOD | 0 |  |  |  | V400 | AG01 | 01 | TE-007368-D-01
2102130908222B05001F | 200012426 | RECTMDL_Vertiv_R48-3500e |  |  |  | 60000546032 | GOOD | 0 |  |  |  | V400 | AG01 | 01 | TE-007368-D-01
2102130908222B070398 | 200012426 | RECTMDL_Vertiv_R48-3500e |  |  |  | 60000546037 | GOOD | 0 |  |  |  | V400 | AG01 | 01 | TE-007368-D-01
2102130908222B050015 | 200012426 | RECTMDL_Vertiv_R48-3500e |  |  |  | 60000546054 | GOOD | 0 |  |  |  | V400 | AG01 | 01 | TE-007368-D-01
2102130908222B0501A3 | 200012426 | RECTMDL_Vertiv_R48-3500e |  |  |  | 60000546074 | GOOD | 0 |  |  |  | V400 | AG01 | 01 | TE-007368-D-01
2102130908222B0500A6 | 200012426 | RECTMDL_Vertiv_R48-3500e |  |  |  | 60000546097 | GOOD | 0 |  |  |  | V400 | AG01 | 01 | TE-007368-D-01
2102130908222B070372 | 200012426 | RECTMDL_Vertiv_R48-3500e |  |  |  | 60000546110 | GOOD | 0 |  |  |  | V400 | AG01 | 01 | TE-007368-D-01
2102130908222B07014C | 200012426 | RECTMDL_Vertiv_R48-3500e |  |  |  | 60000546116 | GOOD | 0 |  |  |  | V400 | AG01 | 01 | TE-007368-D-01
2102130908222B070243 | 200012426 | RECTMDL_Vertiv_R48-3500e |  |  |  | 60000546118 | GOOD | 0 |  |  |  | V400 | AG01 | 01 | TE-007368-D-01
2102130908222B05007E | 200012426 | RECTMDL_Vertiv_R48-3500e |  |  |  | 60000546130 | GOOD | 0 |  |  |  | V400 | AG01 | 01 | TE-007368-D-01
2102130908222B07014B | 200012426 | RECTMDL_Vertiv_R48-3500e |  |  |  | 60000546141 | GOOD | 0 |  |  |  | V400 | AG01 | 01 | TE-007368-D-01
2102130908222B05000B | 200012426 | RECTMDL_Vertiv_R48-3500e |  |  |  | 60000546152 | GOOD | 0 |  |  |  | V400 | AG01 | 01 | TE-007368-D-01
2102130908222B070074 | 200012426 | RECTMDL_Vertiv_R48-3500e |  |  |  | 60000546198 | GOOD | 0 |  |  |  | V400 | AG01 | 01 | TE-007368-D-01
230568632 | 310007086 | PM_Eastron_SDM72D-M-2_3P |  |  |  | 60000557430 | GOOD | 0 |  |  |  | V400 | KG01 | 01 | TE-806413-D-01
230509979 | 310007086 | PM_Eastron_SDM72D-M-2_3P |  |  |  | 60000557431 | GOOD | 0 |  |  |  | V400 | KG01 | 01 | TE-806413-D-01
230510233 | 310007086 | PM_Eastron_SDM72D-M-2_3P |  |  |  | 60000557432 | GOOD | 0 |  |  |  | V400 | KG01 | 01 | TE-806413-D-01
230568456 | 310007086 | PM_Eastron_SDM72D-M-2_3P |  |  |  | 60000557433 | GOOD | 0 |  |  |  | V400 | KG01 | 01 | TE-806413-D-01
230569878 | 310007086 | PM_Eastron_SDM72D-M-2_3P |  |  |  | 60000557435 | GOOD | 0 |  |  |  | V400 | KG01 | 01 | TE-806413-D-01
230568497 | 310007086 | PM_Eastron_SDM72D-M-2_3P |  |  |  | 60000557436 | GOOD | 0 |  |  |  | V400 | KG01 | 01 | TE-806413-D-01
230567141 | 310007086 | PM_Eastron_SDM72D-M-2_3P |  |  |  | 60000557437 | GOOD | 0 |  |  |  | V400 | KG01 | 01 | TE-806413-D-01
230570275 | 310007086 | PM_Eastron_SDM72D-M-2_3P |  |  |  | 60000557438 | GOOD | 0 |  |  |  | V400 | KG01 | 01 | TE-806413-D-01
230570311 | 310007086 | PM_Eastron_SDM72D-M-2_3P |  |  |  | 60000557439 | GOOD | 0 |  |  |  | V400 | KG01 | 01 | TE-806413-D-01
230509978 | 310007086 | PM_Eastron_SDM72D-M-2_3P |  |  |  | 60000557440 | GOOD | 0 |  |  |  | V400 | KG01 | 01 | TE-806413-D-01
230569689 | 310007086 | PM_Eastron_SDM72D-M-2_3P |  |  |  | 60000557441 | GOOD | 0 |  |  |  | V400 | KG01 | 01 | TE-806413-D-01
230568501 | 310007086 | PM_Eastron_SDM72D-M-2_3P |  |  |  | 60000557442 | GOOD | 0 |  |  |  | V400 | KG01 | 01 | TE-806413-D-01
230510423 | 310007086 | PM_Eastron_SDM72D-M-2_3P |  |  |  | 60000557443 | GOOD | 0 |  |  |  | V400 | KG01 | 01 | TE-806413-D-01
230581505 | 310007086 | PM_Eastron_SDM72D-M-2_3P |  |  |  | 60000557444 | GOOD | 0 |  |  |  | V400 | KG01 | 01 | TE-806413-D-01
230568444 | 310007086 | PM_Eastron_SDM72D-M-2_3P |  |  |  | 60000557445 | GOOD | 0 |  |  |  | V400 | KG01 | 01 | TE-806413-D-01
230510002 | 310007086 | PM_Eastron_SDM72D-M-2_3P |  |  |  | 60000557446 | GOOD | 0 |  |  |  | V400 | KG01 | 01 | TE-806413-D-01
230567215 | 310007086 | PM_Eastron_SDM72D-M-2_3P |  |  |  | 60000557447 | GOOD | 0 |  |  |  | V400 | KG01 | 01 | TE-806413-D-01
230568453 | 310007086 | PM_Eastron_SDM72D-M-2_3P |  |  |  | 60000557448 | GOOD | 0 |  |  |  | V400 | KG01 | 01 | TE-806413-D-01
230510217 | 310007086 | PM_Eastron_SDM72D-M-2_3P |  |  |  | 60000557449 | GOOD | 0 |  |  |  | V400 | KG01 | 01 | TE-806413-D-01
230570315 | 310007086 | PM_Eastron_SDM72D-M-2_3P |  |  |  | 60000557450 | GOOD | 0 |  |  |  | V400 | KG01 | 01 | TE-806413-D-01
230567117 | 310007086 | PM_Eastron_SDM72D-M-2_3P |  |  |  | 60000557451 | GOOD | 0 |  |  |  | V400 | KG01 | 01 | TE-806413-D-01
230509971 | 310007086 | PM_Eastron_SDM72D-M-2_3P |  |  |  | 60000557453 | GOOD | 0 |  |  |  | V400 | KG01 | 01 | TE-806413-D-01
230568502 | 310007086 | PM_Eastron_SDM72D-M-2_3P |  |  |  | 60000557454 | GOOD | 0 |  |  |  | V400 | KG01 | 01 | TE-806413-D-01
230531523 | 310007086 | PM_Eastron_SDM72D-M-2_3P |  |  |  | 60000557455 | GOOD | 0 |  |  |  | V400 | KG01 | 01 | TE-806413-D-01
230585161 | 310007086 | PM_Eastron_SDM72D-M-2_3P |  |  |  | 60000557456 | GOOD | 0 |  |  |  | V400 | KG01 | 01 | TE-806413-D-01
230568495 | 310007086 | PM_Eastron_SDM72D-M-2_3P |  |  |  | 60000557457 | GOOD | 0 |  |  |  | V400 | KG01 | 01 | TE-806413-D-01
230569948 | 310007086 | PM_Eastron_SDM72D-M-2_3P |  |  |  | 60000557458 | GOOD | 0 |  |  |  | V400 | KG01 | 01 | TE-806413-D-01
230585286 | 310007086 | PM_Eastron_SDM72D-M-2_3P |  |  |  | 60000557459 | GOOD | 0 |  |  |  | V400 | KG01 | 01
230581502 | 310007086 | PM_Eastron_SDM72D-M-2_3P |  |  |  | 60000557460 | GOOD | 0 |  |  |  | V400 | KG01 | 01
230570211 | 310007086 | PM_Eastron_SDM72D-M-2_3P |  |  |  | 60000557461 | GOOD | 0 |  |  |  | V400 | KG01 | 01
230568473 | 310007086 | PM_Eastron_SDM72D-M-2_3P |  |  |  | 60000557462 | GOOD | 0 |  |  |  | V400 | KG01 | 01
230568492 | 310007086 | PM_Eastron_SDM72D-M-2_3P |  |  |  | 60000557463 | GOOD | 0 |  |  |  | V400 | KG01 | 01
230569886 | 310007086 | PM_Eastron_SDM72D-M-2_3P |  |  |  | 60000557464 | GOOD | 0 |  |  |  | V400 | KG01 | 01
230510075 | 310007086 | PM_Eastron_SDM72D-M-2_3P |  |  |  | 60000557465 | GOOD | 0 |  |  |  | V400 | KG01 | 01
230568423 | 310007086 | PM_Eastron_SDM72D-M-2_3P |  |  |  | 60000557466 | GOOD | 0 |  |  |  | V400 | KG01 | 01
230568439 | 310007086 | PM_Eastron_SDM72D-M-2_3P |  |  |  | 60000557467 | GOOD | 0 |  |  |  | V400 | KG01 | 01
230567150 | 310007086 | PM_Eastron_SDM72D-M-2_3P |  |  |  | 60000557468 | GOOD | 0 |  |  |  | V400 | KG01 | 01
230510195 | 310007086 | PM_Eastron_SDM72D-M-2_3P |  |  |  | 60000557469 | GOOD | 0 |  |  |  | V400 | KG01 | 01
230531521 | 310007086 | PM_Eastron_SDM72D-M-2_3P |  |  |  | 60000557470 | GOOD | 0 |  |  |  | V400 | KG01 | 01
230570265 | 310007086 | PM_Eastron_SDM72D-M-2_3P |  |  |  | 60000557471 | GOOD | 0 |  |  |  | V400 | KG01 | 01
230510169 | 310007086 | PM_Eastron_SDM72D-M-2_3P |  |  |  | 60000557472 | GOOD | 0 |  |  |  | V400 | KG01 | 01
230568477 | 310007086 | PM_Eastron_SDM72D-M-2_3P |  |  |  | 60000557473 | GOOD | 0 |  |  |  | V400 | KG01 | 01
230568514 | 310007086 | PM_Eastron_SDM72D-M-2_3P |  |  |  | 60000557474 | GOOD | 0 |  |  |  | V400 | KG01 | 01
230569963 | 310007086 | PM_Eastron_SDM72D-M-2_3P |  |  |  | 60000557475 | GOOD | 0 |  |  |  | V400 | KG01 | 01
230570301 | 310007086 | PM_Eastron_SDM72D-M-2_3P |  |  |  | 60000557476 | GOOD | 0 |  |  |  | V400 | KG01 | 01
230568494 | 310007086 | PM_Eastron_SDM72D-M-2_3P |  |  |  | 60000557988 | GOOD | 0 |  |  |  | V400 | KG01 | 01 | TE-806368-D-01
230568414 | 310007086 | PM_Eastron_SDM72D-M-2_3P |  |  |  | 60000558007 | GOOD | 0 |  |  |  | V400 | KG01 | 01 | TE-241584-D-01
230569690 | 310007086 | PM_Eastron_SDM72D-M-2_3P |  |  |  | 60000558011 | GOOD | 0 |  |  |  | V400 | KG01 | 01 | TE-241584-D-01
230569956 | 310007086 | PM_Eastron_SDM72D-M-2_3P |  |  |  | 60000558019 | GOOD | 0 |  |  |  | V400 | KG01 | 01 | TE-241584-D-01
230585213 | 310007086 | PM_Eastron_SDM72D-M-2_3P |  |  |  | 60000558094 | GOOD | 0 |  |  |  | V400 | KG01 | 01
230567195 | 310007086 | PM_Eastron_SDM72D-M-2_3P |  |  |  | 60000558102 | GOOD | 0 |  |  |  | V400 | KG01 | 01
CF4850T02UG4232L2098 | 320000066 | LIB_Coslight_CF4850T_48V_50Ah |  |  |  | 60000565833 | GOOD | 0 |  |  |  | V400 | AG01 | 01 | TE-011708-D-01
CF4850T02UG4232L2248 | 320000066 | LIB_Coslight_CF4850T_48V_50Ah |  |  |  | 60000565834 | GOOD | 0 |  |  |  | V400 | AG01 | 01 | TE-011708-D-01
CF4850T02UG4232L1982 | 320000066 | LIB_Coslight_CF4850T_48V_50Ah |  |  |  | 60000565836 | GOOD | 0 |  |  |  | V400 | AG01 | 01 | TE-011708-D-01
CF4850T02UG4232L2085 | 320000066 | LIB_Coslight_CF4850T_48V_50Ah |  |  |  | 60000565838 | GOOD | 0 |  |  |  | V400 | AG01 | 01 | TE-011708-D-01
CF4850T02UG4232L2087 | 320000066 | LIB_Coslight_CF4850T_48V_50Ah |  |  |  | 60000565839 | GOOD | 0 |  |  |  | V400 | AG01 | 01 | TE-011708-D-01
CF4850T02UG4232L1615 | 320000066 | LIB_Coslight_CF4850T_48V_50Ah |  |  |  | 60000565843 | GOOD | 0 |  |  |  | V400 | AG01 | 01 | TE-011708-D-01
CF4850T02UG4232L2322 | 320000066 | LIB_Coslight_CF4850T_48V_50Ah |  |  |  | 60000566022 | GOOD | 0 |  |  |  | V400 | KG01 | 01 | TE-011708-D-01
CF4850T02UG4232L1903 | 320000066 | LIB_Coslight_CF4850T_48V_50Ah |  |  |  | 60000566229 | GOOD | 0 |  |  |  | V400 | KG01 | 01 | TE-011708-D-01
23162272 | 320000296 | POWER METER_PILOT_SPM91_1P_5(63)A |  |  |  | 60000575988 | GOOD | 0 |  |  |  | V400 | KG01 | 01
23162413 | 320000296 | POWER METER_PILOT_SPM91_1P_5(63)A |  |  |  | 60000576129 | GOOD | 0 |  |  |  | V400 | KG01 | 01
23162414 | 320000296 | POWER METER_PILOT_SPM91_1P_5(63)A |  |  |  | 60000576130 | GOOD | 0 |  |  |  | V400 | KG01 | 01
23162415 | 320000296 | POWER METER_PILOT_SPM91_1P_5(63)A |  |  |  | 60000576131 | GOOD | 0 |  |  |  | V400 | KG01 | 01
23162416 | 320000296 | POWER METER_PILOT_SPM91_1P_5(63)A |  |  |  | 60000576132 | GOOD | 0 |  |  |  | V400 | KG01 | 01
23162429 | 320000296 | POWER METER_PILOT_SPM91_1P_5(63)A |  |  |  | 60000576145 | GOOD | 0 |  |  |  | V400 | KG01 | 01
23162430 | 320000296 | POWER METER_PILOT_SPM91_1P_5(63)A |  |  |  | 60000576146 | GOOD | 0 |  |  |  | V400 | KG01 | 01
23162432 | 320000296 | POWER METER_PILOT_SPM91_1P_5(63)A |  |  |  | 60000576148 | GOOD | 0 |  |  |  | V400 | KG01 | 01
23161420 | 320000296 | POWER METER_PILOT_SPM91_1P_5(63)A |  |  |  | 60000576155 | GOOD | 0 |  |  |  | V400 | KG01 | 01
23161421 | 320000296 | POWER METER_PILOT_SPM91_1P_5(63)A |  |  |  | 60000576156 | GOOD | 0 |  |  |  | V400 | KG01 | 01
23161422 | 320000296 | POWER METER_PILOT_SPM91_1P_5(63)A |  |  |  | 60000576157 | GOOD | 0 |  |  |  | V400 | KG01 | 01
23161423 | 320000296 | POWER METER_PILOT_SPM91_1P_5(63)A |  |  |  | 60000576158 | GOOD | 0 |  |  |  | V400 | KG01 | 01
23161424 | 320000296 | POWER METER_PILOT_SPM91_1P_5(63)A |  |  |  | 60000576159 | GOOD | 0 |  |  |  | V400 | KG01 | 01
2102130880222C04001E | 200001139 | RECTMDL_Emerson_R48-4000e_48V_4000W |  |  |  | 60000577715 | GOOD | 0 |  |  |  | V400 | AG01 | 01 | TE-230898-D-01
2102130880222C0400B5 | 200001139 | RECTMDL_Emerson_R48-4000e_48V_4000W |  |  |  | 60000577738 | GOOD | 0 |  |  |  | V400 | AG01 | 01 | TE-230898-D-01
2102130880222C040070 | 200001139 | RECTMDL_Emerson_R48-4000e_48V_4000W |  |  |  | 60000577739 | GOOD | 0 |  |  |  | V400 | AG01 | 01 | TE-230898-D-01
2102130880222C040014 | 200001139 | RECTMDL_Emerson_R48-4000e_48V_4000W |  |  |  | 60000577740 | GOOD | 0 |  |  |  | V400 | AG01 | 01 | TE-230898-D-01
2102130880222C040009 | 200001139 | RECTMDL_Emerson_R48-4000e_48V_4000W |  |  |  | 60000577751 | GOOD | 0 |  |  |  | V400 | AG01 | 01 | TE-230898-D-01
2102130880222B1S0145 | 200001139 | RECTMDL_Emerson_R48-4000e_48V_4000W |  |  |  | 60000577752 | GOOD | 0 |  |  |  | V400 | AG01 | 01 | TE-230898-D-01
2102130880222B1S00B9 | 200001139 | RECTMDL_Emerson_R48-4000e_48V_4000W |  |  |  | 60000577759 | GOOD | 0 |  |  |  | V400 | AG01 | 01 | TE-230898-D-01
2102130880222C0400D8 | 200001139 | RECTMDL_Emerson_R48-4000e_48V_4000W |  |  |  | 60000577760 | GOOD | 0 |  |  |  | V400 | AG01 | 01 | TE-230898-D-01
2102130880222B1S0111 | 200001139 | RECTMDL_Emerson_R48-4000e_48V_4000W |  |  |  | 60000577761 | GOOD | 0 |  |  |  | V400 | AG01 | 01 | TE-230898-D-01
2102130880222C040047 | 200001139 | RECTMDL_Emerson_R48-4000e_48V_4000W |  |  |  | 60000577773 | GOOD | 0 |  |  |  | V400 | AG01 | 01 | TE-230898-D-01
2102130880222B1S029B | 200001139 | RECTMDL_Emerson_R48-4000e_48V_4000W |  |  |  | 60000577774 | GOOD | 0 |  |  |  | V400 | AG01 | 01 | TE-230898-D-01
2102130880222C0400B8 | 200001139 | RECTMDL_Emerson_R48-4000e_48V_4000W |  |  |  | 60000577778 | GOOD | 0 |  |  |  | V400 | AG01 | 01 | TE-230898-D-01
DAQV22304000083 | 310007604 | DAQ_M1_DAQ-V2 |  |  |  | 60000579295 | GOOD | 0 |  |  |  | V400 | KG01 | 01 | TE-806004-D-01
VVACV12306283462 | 310004181 | FD_AC-V1_AC alarm box |  |  |  | 60000586655 | GOOD | 0 |  |  |  | V400 | KG01 | 01 | TE-806413-D-01
233350035763 | 200001128 | RECTMDL_Eltek_Flatpack2_48V_3000w |  |  |  | 60000617592 | GOOD | 0 |  |  |  | V400 | AG01 | 01 | TE-806004-D-01
219460105311 | 200003440 | RECTMDL_ZTE_ZXD1500_48V |  |  |  | 60000622041 | GOOD | 0 |  |  |  | V400 | AG01 | 01 | TE-806004-D-01
219461335439 | 200003440 | RECTMDL_ZTE_ZXD1500_48V |  |  |  | 60000622401 | GOOD | 0 |  |  |  | V400 | KG01 | 01
219461335413 | 200003440 | RECTMDL_ZTE_ZXD1500_48V |  |  |  | 60000622441 | GOOD | 0 |  |  |  | V400 | KG01 | 01
219461335390 | 200003440 | RECTMDL_ZTE_ZXD1500_48V |  |  |  | 60000622445 | GOOD | 0 |  |  |  | V400 | KG01 | 01
219461335391 | 200003440 | RECTMDL_ZTE_ZXD1500_48V |  |  |  | 60000622448 | GOOD | 0 |  |  |  | V400 | KG01 | 01
219461335428 | 200003440 | RECTMDL_ZTE_ZXD1500_48V |  |  |  | 60000622453 | GOOD | 0 |  |  |  | V400 | KG01 | 01
219461335452 | 200003440 | RECTMDL_ZTE_ZXD1500_48V |  |  |  | 60000622454 | GOOD | 0 |  |  |  | V400 | KG01 | 01 | TE-806004-D-01
219461335429 | 200003440 | RECTMDL_ZTE_ZXD1500_48V |  |  |  | 60000622458 | GOOD | 0 |  |  |  | V400 | KG01 | 01 | TE-806004-D-01
219461335340 | 200003440 | RECTMDL_ZTE_ZXD1500_48V |  |  |  | 60000622469 | GOOD | 0 |  |  |  | V400 | KG01 | 01 | TE-806004-D-01
ACV53P231206019 | 310003339 | CMPLTSET_V5_3P_63A |  |  |  | 60000651860 | GOOD | 0 |  |  |  | V400 | KG01 | 01 | TE-806004-D-01
ACV53P231206020 | 310003339 | CMPLTSET_V5_3P_63A |  |  |  | 60000651861 | GOOD | 0 |  |  |  | V400 | KG01 | 01 | TE-806004-D-01
ACV53P231206029 | 310003339 | CMPLTSET_V5_3P_63A |  |  |  | 60000651870 | GOOD | 0 |  |  |  | V400 | KG01 | 01 | TE-806004-D-01
ACV53P231206033 | 310003339 | CMPLTSET_V5_3P_63A |  |  |  | 60000651874 | GOOD | 0 |  |  |  | V400 | KG01 | 01 | TE-806004-D-01
ACV53P231206268 | 310003339 | CMPLTSET_V5_3P_63A |  |  |  | 60000652109 | GOOD | 0 |  |  |  | V400 | KG01 | 01 | TE-806004-D-01
ACV53P231208100 | 310003339 | CMPLTSET_V5_3P_63A |  |  |  | 60000652211 | GOOD | 0 |  |  |  | V400 | KG01 | 01 | TE-806004-D-01
ACV53P231208136 | 310003339 | CMPLTSET_V5_3P_63A |  |  |  | 60000652247 | GOOD | 0 |  |  |  | V400 | KG01 | 01 | TE-806004-D-01
2102120731N0H3008537 | 320000796 | DCDU_Huawei_TD1MDCDU12B0_1I10O_160A_4kg |  |  |  | 60000681309 | GOOD | 0 |  |  |  | V400 | AG01 | 01 | TE-806004-D-01
2102120731N0G1021298 | 320000796 | DCDU_Huawei_TD1MDCDU12B0_1I10O_160A_4kg |  |  |  | 60000681310 | GOOD | 0 |  |  |  | V400 | AG01 | 01 | TE-806004-D-01
21021207316TH1930692 | 320000796 | DCDU_Huawei_TD1MDCDU12B0_1I10O_160A_4kg |  |  |  | 60000681316 | GOOD | 0 |  |  |  | V400 | AG01 | 01 | TE-806004-D-01
2102120731P0F6002867 | 320000796 | DCDU_Huawei_TD1MDCDU12B0_1I10O_160A_4kg |  |  |  | 60000681317 | GOOD | 0 |  |  |  | V400 | AG01 | 01 | TE-806004-D-01
21021207316TD9901643 | 320000796 | DCDU_Huawei_TD1MDCDU12B0_1I10O_160A_4kg |  |  |  | 60000681323 | GOOD | 0 |  |  |  | V400 | AG01 | 01 | TE-806004-D-01
21021207316TH1930636 | 320000796 | DCDU_Huawei_TD1MDCDU12B0_1I10O_160A_4kg |  |  |  | 60000681333 | GOOD | 0 |  |  |  | V400 | AG01 | 01 | TE-806004-D-01
21021207316TG1906638 | 320000796 | DCDU_Huawei_TD1MDCDU12B0_1I10O_160A_4kg |  |  |  | 60000681334 | GOOD | 0 |  |  |  | V400 | AG01 | 01 | TE-806004-D-01
2102120731N0HB006737 | 320000796 | DCDU_Huawei_TD1MDCDU12B0_1I10O_160A_4kg |  |  |  | 60000681335 | GOOD | 0 |  |  |  | V400 | AG01 | 01 | TE-806004-D-01
2102120731N0H2006529 | 320000796 | DCDU_Huawei_TD1MDCDU12B0_1I10O_160A_4kg |  |  |  | 60000681336 | GOOD | 0 |  |  |  | V400 | AG01 | 01 | TE-806004-D-01
21021207316TH4907249 | 320000796 | DCDU_Huawei_TD1MDCDU12B0_1I10O_160A_4kg |  |  |  | 60000681340 | GOOD | 0 |  |  |  | V400 | AG01 | 01 | TE-806004-D-01
21021207316TH4907239 | 320000796 | DCDU_Huawei_TD1MDCDU12B0_1I10O_160A_4kg |  |  |  | 60000681341 | GOOD | 0 |  |  |  | V400 | AG01 | 01 | TE-806004-D-01
21021207316TH3907975 | 320000796 | DCDU_Huawei_TD1MDCDU12B0_1I10O_160A_4kg |  |  |  | 60000681342 | GOOD | 0 |  |  |  | V400 | AG01 | 01 | TE-806004-D-01
21021207316TH1924451 | 320000796 | DCDU_Huawei_TD1MDCDU12B0_1I10O_160A_4kg |  |  |  | 60000681343 | GOOD | 0 |  |  |  | V400 | AG01 | 01 | TE-806004-D-01
21021207316TGA933242 | 320000796 | DCDU_Huawei_TD1MDCDU12B0_1I10O_160A_4kg |  |  |  | 60000681344 | GOOD | 0 |  |  |  | V400 | AG01 | 01 | TE-806004-D-01
2102120731N0H4001130 | 320000796 | DCDU_Huawei_TD1MDCDU12B0_1I10O_160A_4kg |  |  |  | 60000681352 | GOOD | 0 |  |  |  | V400 | AG01 | 01 | TE-806004-D-01
2102120731P0F5003199 | 320000796 | DCDU_Huawei_TD1MDCDU12B0_1I10O_160A_4kg |  |  |  | 60000681355 | GOOD | 0 |  |  |  | V400 | AG01 | 01 | TE-806004-D-01
21021207316TG1905782 | 320000796 | DCDU_Huawei_TD1MDCDU12B0_1I10O_160A_4kg |  |  |  | 60000681359 | GOOD | 0 |  |  |  | V400 | AG01 | 01 | TE-806004-D-01
2102120731N0H3008810 | 320000796 | DCDU_Huawei_TD1MDCDU12B0_1I10O_160A_4kg |  |  |  | 60000681360 | GOOD | 0 |  |  |  | V400 | AG01 | 01 | TE-806004-D-01
2102120731N0H3008806 | 320000796 | DCDU_Huawei_TD1MDCDU12B0_1I10O_160A_4kg |  |  |  | 60000681361 | GOOD | 0 |  |  |  | V400 | AG01 | 01 | TE-806004-D-01
21021227206TNC034494 | 320000797 | DCDU_Huawei_WD2EDCDU16D2_1I7O_200A_4kg |  |  |  | 60000681848 | GOOD | 0 |  |  |  | V400 | AG01 | 01 | TE-806004-D-01
291004918870 | 320000840 | Rectifier_ZTE_3000w_R4850F1 |  |  |  | 60000688935 | GOOD | 0 |  |  |  | V400 | AG01 | 01 | TE-806368-D-01
291004918909 | 320000840 | Rectifier_ZTE_3000w_R4850F1 |  |  |  | 60000688936 | GOOD | 0 |  |  |  | V400 | AG01 | 01 | TE-806368-D-01
291004919445 | 320000840 | Rectifier_ZTE_3000w_R4850F1 |  |  |  | 60000688937 | GOOD | 0 |  |  |  | V400 | AG01 | 01 | TE-806368-D-01
219474130084 | 320000841 | CHAS_ZTE_ZXDU68 B301(V6.0)_18kw |  |  |  | 60000693552 | GOOD | 0 |  |  |  | V400 | AG01 | 01 | TE-806368-D-01
219474732638 | 320000841 | CHAS_ZTE_ZXDU68 B301(V6.0)_18kw |  |  |  | 60000693660 | GOOD | 0 |  |  |  | V400 | KG01 | 01 | TE-806368-D-01
219474732637 | 320000841 | CHAS_ZTE_ZXDU68 B301(V6.0)_18kw |  |  |  | 60000693662 | GOOD | 0 |  |  |  | V400 | KG01 | 01 | TE-806368-D-01
219475003973 | 320000841 | CHAS_ZTE_ZXDU68 B301(V6.0)_18kw |  |  |  | 60000693876 | GOOD | 0 |  |  |  | V400 | KG01 | 01 | TE-806368-D-01
219470966418 | 320000842 | Rectifier_Controller_ZTE_CSU 602A |  |  |  | 60000695068 | GOOD | 0 |  |  |  | V400 | AG01 | 01 | TE-806368-D-01
219469315869 | 320000842 | Rectifier_Controller_ZTE_CSU 602A |  |  |  | 60000695176 | GOOD | 0 |  |  |  | V400 | KG01 | 01 | TE-806368-D-01
219466409391 | 320000842 | Rectifier_Controller_ZTE_CSU 602A |  |  |  | 60000695178 | GOOD | 0 |  |  |  | V400 | KG01 | 01 | TE-806368-D-01
219472787602 | 320000842 | Rectifier_Controller_ZTE_CSU 602A |  |  |  | 60000695392 | GOOD | 0 |  |  |  | V400 | KG01 | 01 | TE-806368-D-01
2102122720P0P5009079 | 320000797 | DCDU_Huawei_WD2EDCDU16D2_1I7O_200A_4kg |  |  |  | 60000708099 | GOOD | 0 |  |  |  | V400 | AG01 | 01 | TE-806004-D-01
2102122720N0M6002104 | 320000797 | DCDU_Huawei_WD2EDCDU16D2_1I7O_200A_4kg |  |  |  | 60000708102 | GOOD | 0 |  |  |  | V400 | AG01 | 01 | TE-806004-D-01
21021227206TN6903493 | 320000797 | DCDU_Huawei_WD2EDCDU16D2_1I7O_200A_4kg |  |  |  | 60000708105 | GOOD | 0 |  |  |  | V400 | AG01 | 01 | TE-806004-D-01
2102122720N0M4001733 | 320000797 | DCDU_Huawei_WD2EDCDU16D2_1I7O_200A_4kg |  |  |  | 60000708108 | GOOD | 0 |  |  |  | V400 | AG01 | 01 | TE-806004-D-01
21021227206TNC907206 | 320000797 | DCDU_Huawei_WD2EDCDU16D2_1I7O_200A_4kg |  |  |  | 60000708114 | GOOD | 0 |  |  |  | V400 | AG01 | 01 | TE-806004-D-01
21021227206TN5904058 | 320000797 | DCDU_Huawei_WD2EDCDU16D2_1I7O_200A_4kg |  |  |  | 60000708115 | GOOD | 0 |  |  |  | V400 | AG01 | 01 | TE-806004-D-01
21021227206TN5902447 | 320000797 | DCDU_Huawei_WD2EDCDU16D2_1I7O_200A_4kg |  |  |  | 60000708116 | GOOD | 0 |  |  |  | V400 | AG01 | 01 | TE-806004-D-01
2102122720P0N1012438 | 320000797 | DCDU_Huawei_WD2EDCDU16D2_1I7O_200A_4kg |  |  |  | 60000708117 | GOOD | 0 |  |  |  | V400 | AG01 | 01 | TE-806004-D-01
21021227206TNC906510 | 320000797 | DCDU_Huawei_WD2EDCDU16D2_1I7O_200A_4kg |  |  |  | 60000708118 | GOOD | 0 |  |  |  | V400 | AG01 | 01 | TE-806004-D-01
21021227206TP6906046 | 320000797 | DCDU_Huawei_WD2EDCDU16D2_1I7O_200A_4kg |  |  |  | 60000708119 | GOOD | 0 |  |  |  | V400 | AG01 | 01 | TE-806004-D-01
2102122720P0P3002095 | 320000797 | DCDU_Huawei_WD2EDCDU16D2_1I7O_200A_4kg |  |  |  | 60000708120 | GOOD | 0 |  |  |  | V400 | AG01 | 01 | TE-806004-D-01
2102122720P0P3002064 | 320000797 | DCDU_Huawei_WD2EDCDU16D2_1I7O_200A_4kg |  |  |  | 60000708121 | GOOD | 0 |  |  |  | V400 | AG01 | 01 | TE-806004-D-01
2102122720P0M6000467 | 320000797 | DCDU_Huawei_WD2EDCDU16D2_1I7O_200A_4kg |  |  |  | 60000708122 | GOOD | 0 |  |  |  | V400 | AG01 | 01 | TE-806004-D-01
2102122720N0M1004007 | 320000797 | DCDU_Huawei_WD2EDCDU16D2_1I7O_200A_4kg |  |  |  | 60000708123 | GOOD | 0 |  |  |  | V400 | AG01 | 01 | TE-806004-D-01
2102122720P0M5002938 | 320000797 | DCDU_Huawei_WD2EDCDU16D2_1I7O_200A_4kg |  |  |  | 60000708124 | GOOD | 0 |  |  |  | V400 | AG01 | 01 | TE-806004-D-01
2102122720P0NA003585 | 320000797 | DCDU_Huawei_WD2EDCDU16D2_1I7O_200A_4kg |  |  |  | 60000708125 | GOOD | 0 |  |  |  | V400 | AG01 | 01 | TE-806004-D-01
2102122720N0M1002542 | 320000797 | DCDU_Huawei_WD2EDCDU16D2_1I7O_200A_4kg |  |  |  | 60000708126 | GOOD | 0 |  |  |  | V400 | AG01 | 01 | TE-806004-D-01
2102122720P0M6000315 | 320000797 | DCDU_Huawei_WD2EDCDU16D2_1I7O_200A_4kg |  |  |  | 60000708138 | GOOD | 0 |  |  |  | V400 | AG01 | 01 | TE-806004-D-01
23047232028A000921 | 200003756 | CTRLMDL_Delta_ORION ID:E1_-18-60VDC |  |  |  | 60000710943 | GOOD WH | 0 | 2025-03-28 |  |  | N400 | KG01 | 01 | TE-806004-D-01
2102130909223B0602C9 | 200012426 | RECTMDL_Vertiv_R48-3500e |  |  |  | 60000713810 | GOOD | 0 |  |  |  | V400 | AG01 | 01 | TE-806004-D-01
P23511804594 | 310003900 | SP_Prosurge_MG25/275-S/3PN100_T1+T2_25kA |  |  |  | 60000725525 | GOOD | 0 |  |  |  | V400 | KG01 | 01 | TE-806004-D-01
P23511804595 | 310003900 | SP_Prosurge_MG25/275-S/3PN100_T1+T2_25kA |  |  |  | 60000725526 | GOOD | 0 |  |  |  | V400 | KG01 | 01 | TE-806004-D-01
P23511804582 | 310003900 | SP_Prosurge_MG25/275-S/3PN100_T1+T2_25kA |  |  |  | 60000725530 | GOOD | 0 |  |  |  | V400 | KG01 | 01 | TE-806004-D-01
P23511804542 | 310003900 | SP_Prosurge_MG25/275-S/3PN100_T1+T2_25kA |  |  |  | 60000725531 | GOOD | 0 |  |  |  | V400 | KG01 | 01 | TE-806004-D-01
P23511804563 | 310003900 | SP_Prosurge_MG25/275-S/3PN100_T1+T2_25kA |  |  |  | 60000725533 | GOOD | 0 |  |  |  | V400 | KG01 | 01 | TE-806004-D-01
P23511804536 | 310003900 | SP_Prosurge_MG25/275-S/3PN100_T1+T2_25kA |  |  |  | 60000725538 | GOOD | 0 |  |  |  | V400 | KG01 | 01 | TE-806004-D-01
P23511804441 | 310003899 | SP_Prosurge_MG25/275-S/PN50_T1+T2_25kA |  |  |  | 60000726101 | GOOD | 0 |  |  |  | V400 | KG01 | 01 | TE-806004-D-01
71101020231226132 | 310005793 | CMPLTSET_DC_DBS_ACZB-003-000-010_300W |  |  |  | 60000738175 | GOOD | 0 |  |  |  | V400 | KG01 | 01 | TE-806004-D-01
YE5235102315W0 | 200012358 | CHAS_Delta_ESAH300-HAA03_18kW |  |  |  | 60000738429 | GOOD WH | 0 |  |  |  | V400 | KG01 | 01 | TE-806368-D-01
04103033824 | 310008402 | BATT_LiB_ Shoto_SDA10-48100_48V-100Ah |  |  |  | 60000755093 | GOOD | 0 |  |  |  | V400 | KG01 | 01 | TE-806004-D-01
04103033827 | 310008402 | BATT_LiB_ Shoto_SDA10-48100_48V-100Ah |  |  |  | 60000755096 | GOOD | 0 |  |  |  | V400 | KG01 | 01 | TE-806004-D-01
04103033829 | 310008402 | BATT_LiB_ Shoto_SDA10-48100_48V-100Ah |  |  |  | 60000755098 | GOOD | 0 |  |  |  | V400 | KG01 | 01 | TE-806004-D-01
219515973568 | 200003759 | RECTMDL_ZTE_ZXD1500 (V5.5)_1500W |  |  |  | 60000769986 | GOOD | 0 |  |  |  | V400 | AG01 | 01 | TE-806368-D-01
219515977170 | 200003759 | RECTMDL_ZTE_ZXD1500 (V5.5)_1500W |  |  |  | 60000769987 | GOOD | 0 |  |  |  | V400 | AG01 | 01 | TE-806368-D-01
219515977183 | 200003759 | RECTMDL_ZTE_ZXD1500 (V5.5)_1500W |  |  |  | 60000769988 | GOOD | 0 |  |  |  | V400 | AG01 | 01 | TE-806368-D-01
219492283705 | 200003433 | CTRLMDL_ZTE_CSU520B01_ZXDU48 H002 |  |  |  | 60000771880 | GOOD | 0 |  |  |  | V400 | AG01 | 01 | TE-806368-D-01
219519269605 | 200003436 | CHAS_ZTE_ZXDU48 H002 |  |  |  | 60000772880 | GOOD | 0 |  |  |  | V400 | AG01 | 01 | TE-806368-D-01
219519708429 | 200003759 | RECTMDL_ZTE_ZXD1500 (V5.5)_1500W |  |  |  | 60000778026 | GOOD WH | 0 | 2025-02-21 |  |  | N400 | AG01 | 01
219519712084 | 200003759 | RECTMDL_ZTE_ZXD1500 (V5.5)_1500W |  |  |  | 60000778027 | GOOD WH | 0 | 2025-02-21 |  |  | N400 | AG01 | 01
219519712098 | 200003759 | RECTMDL_ZTE_ZXD1500 (V5.5)_1500W |  |  |  | 60000778028 | GOOD WH | 0 | 2025-02-21 |  |  | N400 | AG01 | 01
219518515952 | 200003433 | CTRLMDL_ZTE_CSU520B01_ZXDU48 H002 |  |  |  | 60000780422 | GOOD WH | 0 | 2025-02-21 |  |  | N400 | AG01 | 01
219522454217 | 200003436 | CHAS_ZTE_ZXDU48 H002 |  |  |  | 60000781374 | GOOD WH | 0 | 2025-02-21 |  |  | N400 | AG01 | 01
21021309092245010133 | 200012426 | RECTMDL_Vertiv_R48-3500e |  |  |  | 60000797788 | GOOD | 0 |  |  |  | V400 | KG01 | 01 | TE-806368-D-01
2102130909224501013C | 200012426 | RECTMDL_Vertiv_R48-3500e |  |  |  | 60000797794 | GOOD | 0 |  |  |  | V400 | KG01 | 01 | TE-806368-D-01
2102130909224501014E | 200012426 | RECTMDL_Vertiv_R48-3500e |  |  |  | 60000797803 | GOOD | 0 |  |  |  | V400 | KG01 | 01 | TE-806368-D-01
21021309092245050052 | 200012426 | RECTMDL_Vertiv_R48-3500e |  |  |  | 60000797829 | GOOD | 0 |  |  |  | V400 | KG01 | 01 | TE-806368-D-01
2102130909224505005A | 200012426 | RECTMDL_Vertiv_R48-3500e |  |  |  | 60000797834 | GOOD | 0 |  |  |  | V400 | KG01 | 01 | TE-806368-D-01
21021309092245060024 | 200012426 | RECTMDL_Vertiv_R48-3500e |  |  |  | 60000797857 | GOOD | 0 |  |  |  | V400 | KG01 | 01 | TE-806004-D-01
21021309092245060029 | 200012426 | RECTMDL_Vertiv_R48-3500e |  |  |  | 60000797858 | GOOD | 0 |  |  |  | V400 | KG01 | 01
2102130909224506002A | 200012426 | RECTMDL_Vertiv_R48-3500e |  |  |  | 60000797859 | GOOD | 0 |  |  |  | V400 | KG01 | 01 | TE-806368-D-01
242650005050 | 200001128 | RECTMDL_Eltek_Flatpack2_48V_3000w |  |  |  | 60000798112 | GOOD | 0 |  |  |  | V400 | KG01 | 01 | TE-806368-D-01
242650005094 | 200001128 | RECTMDL_Eltek_Flatpack2_48V_3000w |  |  |  | 60000798119 | GOOD | 0 |  |  |  | V400 | KG01 | 01 | TE-806368-D-01
242650005116 | 200001128 | RECTMDL_Eltek_Flatpack2_48V_3000w |  |  |  | 60000798129 | GOOD | 0 |  |  |  | V400 | KG01 | 01 | TE-806368-D-01
242650005154 | 200001128 | RECTMDL_Eltek_Flatpack2_48V_3000w |  |  |  | 60000798137 | GOOD | 0 |  |  |  | V400 | KG01 | 01 | TE-806368-D-01
242650005606 | 200001128 | RECTMDL_Eltek_Flatpack2_48V_3000w |  |  |  | 60000798177 | GOOD | 0 |  |  |  | V400 | KG01 | 01 | TE-806368-D-01
242650006149 | 200001128 | RECTMDL_Eltek_Flatpack2_48V_3000w |  |  |  | 60000798184 | GOOD | 0 |  |  |  | V400 | KG01 | 01 | TE-806368-D-01
2102122720P0N7002432 | 320000797 | DCDU_Huawei_WD2EDCDU16D2_1I7O_200A_4kg |  |  |  | 60000817348 | GOOD | 0 |  |  |  | V400 | KG01 | 01 | TE-806368-D-01
VVV53P240804036 | 310003339 | CMPLTSET_V5_3P_63A |  |  |  | 60000817730 | GOOD | 0 |  |  |  | V400 | KG01 | 01 | TE-806368-D-01
202406006741 | 310007085 | PM_iACV_IVY METERING_DDS353H-2 |  |  |  | 60000823008 | GOOD | 0 |  |  |  | V400 | KG01 | 01 | TE-806368-D-01
202406006748 | 310007085 | PM_iACV_IVY METERING_DDS353H-2 |  |  |  | 60000823015 | GOOD | 0 |  |  |  | V400 | KG01 | 01 | TE-806368-D-01
202406006813 | 310007085 | PM_iACV_IVY METERING_DDS353H-2 |  |  |  | 60000823080 | GOOD | 0 |  |  |  | V400 | KG01 | 01 | TE-806368-D-01
202406006814 | 310007085 | PM_iACV_IVY METERING_DDS353H-2 |  |  |  | 60000823081 | GOOD | 0 |  |  |  | V400 | KG01 | 01 | TE-806368-D-01
202406006815 | 310007085 | PM_iACV_IVY METERING_DDS353H-2 |  |  |  | 60000823082 | GOOD | 0 |  |  |  | V400 | KG01 | 01 | TE-806368-D-01
202406006816 | 310007085 | PM_iACV_IVY METERING_DDS353H-2 |  |  |  | 60000823083 | GOOD | 0 |  |  |  | V400 | KG01 | 01 | TE-806368-D-01
202406006817 | 310007085 | PM_iACV_IVY METERING_DDS353H-2 |  |  |  | 60000823084 | GOOD | 0 |  |  |  | V400 | KG01 | 01 | TE-806368-D-01
202406006818 | 310007085 | PM_iACV_IVY METERING_DDS353H-2 |  |  |  | 60000823085 | GOOD | 0 |  |  |  | V400 | KG01 | 01 | TE-806368-D-01
202406006819 | 310007085 | PM_iACV_IVY METERING_DDS353H-2 |  |  |  | 60000823086 | GOOD | 0 |  |  |  | V400 | KG01 | 01 | TE-806368-D-01
202406006820 | 310007085 | PM_iACV_IVY METERING_DDS353H-2 |  |  |  | 60000823087 | GOOD | 0 |  |  |  | V400 | KG01 | 01 | TE-806368-D-01
202406006821 | 310007085 | PM_iACV_IVY METERING_DDS353H-2 |  |  |  | 60000823088 | GOOD | 0 |  |  |  | V400 | KG01 | 01 | TE-806368-D-01
202406006822 | 310007085 | PM_iACV_IVY METERING_DDS353H-2 |  |  |  | 60000823089 | GOOD | 0 |  |  |  | V400 | KG01 | 01 | TE-806368-D-01
202406006823 | 310007085 | PM_iACV_IVY METERING_DDS353H-2 |  |  |  | 60000823090 | GOOD | 0 |  |  |  | V400 | KG01 | 01 | TE-806368-D-01
202406006824 | 310007085 | PM_iACV_IVY METERING_DDS353H-2 |  |  |  | 60000823091 | GOOD | 0 |  |  |  | V400 | KG01 | 01 | TE-806368-D-01
202406006825 | 310007085 | PM_iACV_IVY METERING_DDS353H-2 |  |  |  | 60000823092 | GOOD | 0 |  |  |  | V400 | KG01 | 01 | TE-806368-D-01
202406006826 | 310007085 | PM_iACV_IVY METERING_DDS353H-2 |  |  |  | 60000823093 | GOOD | 0 |  |  |  | V400 | KG01 | 01 | TE-806368-D-01
202406006827 | 310007085 | PM_iACV_IVY METERING_DDS353H-2 |  |  |  | 60000823094 | GOOD | 0 |  |  |  | V400 | KG01 | 01 | TE-806368-D-01
202406006828 | 310007085 | PM_iACV_IVY METERING_DDS353H-2 |  |  |  | 60000823095 | GOOD | 0 |  |  |  | V400 | KG01 | 01 | TE-806368-D-01
202406006829 | 310007085 | PM_iACV_IVY METERING_DDS353H-2 |  |  |  | 60000823096 | GOOD | 0 |  |  |  | V400 | KG01 | 01 | TE-806368-D-01
202406006830 | 310007085 | PM_iACV_IVY METERING_DDS353H-2 |  |  |  | 60000823097 | GOOD | 0 |  |  |  | V400 | KG01 | 01 | TE-806368-D-01
202406006831 | 310007085 | PM_iACV_IVY METERING_DDS353H-2 |  |  |  | 60000823098 | GOOD | 0 |  |  |  | V400 | KG01 | 01 | TE-806368-D-01
202406006832 | 310007085 | PM_iACV_IVY METERING_DDS353H-2 |  |  |  | 60000823099 | GOOD | 0 |  |  |  | V400 | KG01 | 01 | TE-806368-D-01
202406006833 | 310007085 | PM_iACV_IVY METERING_DDS353H-2 |  |  |  | 60000823100 | GOOD | 0 |  |  |  | V400 | KG01 | 01 | TE-806368-D-01
202406006834 | 310007085 | PM_iACV_IVY METERING_DDS353H-2 |  |  |  | 60000823101 | GOOD | 0 |  |  |  | V400 | KG01 | 01 | TE-806368-D-01
202406006835 | 310007085 | PM_iACV_IVY METERING_DDS353H-2 |  |  |  | 60000823102 | GOOD | 0 |  |  |  | V400 | KG01 | 01 | TE-806368-D-01
202406006836 | 310007085 | PM_iACV_IVY METERING_DDS353H-2 |  |  |  | 60000823103 | GOOD | 0 |  |  |  | V400 | KG01 | 01 | TE-806368-D-01
202406006837 | 310007085 | PM_iACV_IVY METERING_DDS353H-2 |  |  |  | 60000823104 | GOOD | 0 |  |  |  | V400 | KG01 | 01 | TE-806368-D-01
202406006838 | 310007085 | PM_iACV_IVY METERING_DDS353H-2 |  |  |  | 60000823105 | GOOD | 0 |  |  |  | V400 | KG01 | 01 | TE-806368-D-01
202406006839 | 310007085 | PM_iACV_IVY METERING_DDS353H-2 |  |  |  | 60000823106 | GOOD | 0 |  |  |  | V400 | KG01 | 01 | TE-806368-D-01
202406006840 | 310007085 | PM_iACV_IVY METERING_DDS353H-2 |  |  |  | 60000823107 | GOOD | 0 |  |  |  | V400 | KG01 | 01 | TE-806368-D-01
202406007901 | 310007085 | PM_iACV_IVY METERING_DDS353H-2 |  |  |  | 60000824168 | GOOD | 0 |  |  |  | V400 | AG01 | 01 | TE-806368-D-01
202406007902 | 310007085 | PM_iACV_IVY METERING_DDS353H-2 |  |  |  | 60000824169 | GOOD | 0 |  |  |  | V400 | AG01 | 01 | TE-806368-D-01
202406007903 | 310007085 | PM_iACV_IVY METERING_DDS353H-2 |  |  |  | 60000824170 | GOOD | 0 |  |  |  | V400 | AG01 | 01 | TE-806368-D-01
202406007904 | 310007085 | PM_iACV_IVY METERING_DDS353H-2 |  |  |  | 60000824171 | GOOD | 0 |  |  |  | V400 | AG01 | 01 | TE-806368-D-01
202406007905 | 310007085 | PM_iACV_IVY METERING_DDS353H-2 |  |  |  | 60000824172 | GOOD | 0 |  |  |  | V400 | AG01 | 01 | TE-806368-D-01
202406007906 | 310007085 | PM_iACV_IVY METERING_DDS353H-2 |  |  |  | 60000824173 | GOOD | 0 |  |  |  | V400 | AG01 | 01 | TE-806368-D-01
202406007907 | 310007085 | PM_iACV_IVY METERING_DDS353H-2 |  |  |  | 60000824174 | GOOD | 0 |  |  |  | V400 | AG01 | 01 | TE-806368-D-01
202406007908 | 310007085 | PM_iACV_IVY METERING_DDS353H-2 |  |  |  | 60000824175 | GOOD | 0 |  |  |  | V400 | AG01 | 01 | TE-806368-D-01
202406007909 | 310007085 | PM_iACV_IVY METERING_DDS353H-2 |  |  |  | 60000824176 | GOOD | 0 |  |  |  | V400 | AG01 | 01 | TE-806368-D-01
202406007910 | 310007085 | PM_iACV_IVY METERING_DDS353H-2 |  |  |  | 60000824177 | GOOD | 0 |  |  |  | V400 | AG01 | 01 | TE-806368-D-01
202406007911 | 310007085 | PM_iACV_IVY METERING_DDS353H-2 |  |  |  | 60000824178 | GOOD | 0 |  |  |  | V400 | AG01 | 01 | TE-806368-D-01
202406007912 | 310007085 | PM_iACV_IVY METERING_DDS353H-2 |  |  |  | 60000824179 | GOOD | 0 |  |  |  | V400 | AG01 | 01 | TE-806368-D-01
202406007913 | 310007085 | PM_iACV_IVY METERING_DDS353H-2 |  |  |  | 60000824180 | GOOD | 0 |  |  |  | V400 | AG01 | 01 | TE-806368-D-01
202406007914 | 310007085 | PM_iACV_IVY METERING_DDS353H-2 |  |  |  | 60000824181 | GOOD | 0 |  |  |  | V400 | AG01 | 01 | TE-806368-D-01
202406007915 | 310007085 | PM_iACV_IVY METERING_DDS353H-2 |  |  |  | 60000824182 | GOOD | 0 |  |  |  | V400 | AG01 | 01 | TE-806368-D-01
202406007916 | 310007085 | PM_iACV_IVY METERING_DDS353H-2 |  |  |  | 60000824183 | GOOD | 0 |  |  |  | V400 | AG01 | 01 | TE-806368-D-01
202406007917 | 310007085 | PM_iACV_IVY METERING_DDS353H-2 |  |  |  | 60000824184 | GOOD | 0 |  |  |  | V400 | AG01 | 01 | TE-806368-D-01
202406007918 | 310007085 | PM_iACV_IVY METERING_DDS353H-2 |  |  |  | 60000824185 | GOOD | 0 |  |  |  | V400 | AG01 | 01 | TE-806368-D-01
202406007919 | 310007085 | PM_iACV_IVY METERING_DDS353H-2 |  |  |  | 60000824186 | GOOD | 0 |  |  |  | V400 | AG01 | 01 | TE-806368-D-01
202406007920 | 310007085 | PM_iACV_IVY METERING_DDS353H-2 |  |  |  | 60000824187 | GOOD | 0 |  |  |  | V400 | AG01 | 01 | TE-806368-D-01
202406009171 | 310007085 | PM_iACV_IVY METERING_DDS353H-2 |  |  |  | 60000825438 | GOOD | 0 |  |  |  | V400 | KG01 | 01 | TE-806368-D-01
202406009172 | 310007085 | PM_iACV_IVY METERING_DDS353H-2 |  |  |  | 60000825439 | GOOD | 0 |  |  |  | V400 | KG01 | 01 | TE-806368-D-01
202406009173 | 310007085 | PM_iACV_IVY METERING_DDS353H-2 |  |  |  | 60000825440 | GOOD | 0 |  |  |  | V400 | KG01 | 01 | TE-806368-D-01
202406009174 | 310007085 | PM_iACV_IVY METERING_DDS353H-2 |  |  |  | 60000825441 | GOOD | 0 |  |  |  | V400 | KG01 | 01 | TE-806368-D-01
202406009175 | 310007085 | PM_iACV_IVY METERING_DDS353H-2 |  |  |  | 60000825442 | GOOD | 0 |  |  |  | V400 | KG01 | 01 | TE-806368-D-01
202406009176 | 310007085 | PM_iACV_IVY METERING_DDS353H-2 |  |  |  | 60000825443 | GOOD | 0 |  |  |  | V400 | KG01 | 01 | TE-806368-D-01
202406009177 | 310007085 | PM_iACV_IVY METERING_DDS353H-2 |  |  |  | 60000825444 | GOOD | 0 |  |  |  | V400 | KG01 | 01 | TE-806368-D-01
202406009178 | 310007085 | PM_iACV_IVY METERING_DDS353H-2 |  |  |  | 60000825445 | GOOD | 0 |  |  |  | V400 | KG01 | 01 | TE-806368-D-01
202406009179 | 310007085 | PM_iACV_IVY METERING_DDS353H-2 |  |  |  | 60000825446 | GOOD | 0 |  |  |  | V400 | KG01 | 01 | TE-806368-D-01
202406009180 | 310007085 | PM_iACV_IVY METERING_DDS353H-2 |  |  |  | 60000825447 | GOOD | 0 |  |  |  | V400 | KG01 | 01 | TE-806368-D-01
202406009211 | 310007085 | PM_iACV_IVY METERING_DDS353H-2 |  |  |  | 60000825478 | GOOD | 0 |  |  |  | V400 | KG01 | 01 | TE-806368-D-01
202406009212 | 310007085 | PM_iACV_IVY METERING_DDS353H-2 |  |  |  | 60000825479 | GOOD | 0 |  |  |  | V400 | KG01 | 01 | TE-806368-D-01
202406009213 | 310007085 | PM_iACV_IVY METERING_DDS353H-2 |  |  |  | 60000825480 | GOOD | 0 |  |  |  | V400 | KG01 | 01 | TE-806368-D-01
202406009214 | 310007085 | PM_iACV_IVY METERING_DDS353H-2 |  |  |  | 60000825481 | GOOD | 0 |  |  |  | V400 | KG01 | 01 | TE-806368-D-01
202406009215 | 310007085 | PM_iACV_IVY METERING_DDS353H-2 |  |  |  | 60000825482 | GOOD | 0 |  |  |  | V400 | KG01 | 01 | TE-806368-D-01
202406009216 | 310007085 | PM_iACV_IVY METERING_DDS353H-2 |  |  |  | 60000825483 | GOOD | 0 |  |  |  | V400 | KG01 | 01 | TE-806368-D-01
202406009217 | 310007085 | PM_iACV_IVY METERING_DDS353H-2 |  |  |  | 60000825484 | GOOD | 0 |  |  |  | V400 | KG01 | 01 | TE-806368-D-01
202406009218 | 310007085 | PM_iACV_IVY METERING_DDS353H-2 |  |  |  | 60000825485 | GOOD | 0 |  |  |  | V400 | KG01 | 01 | TE-806368-D-01
202406009219 | 310007085 | PM_iACV_IVY METERING_DDS353H-2 |  |  |  | 60000825486 | GOOD | 0 |  |  |  | V400 | KG01 | 01 | TE-806368-D-01
202406009220 | 310007085 | PM_iACV_IVY METERING_DDS353H-2 |  |  |  | 60000825487 | GOOD | 0 |  |  |  | V400 | KG01 | 01 | TE-806368-D-01
202406009327 | 310007085 | PM_iACV_IVY METERING_DDS353H-2 |  |  |  | 60000825594 | GOOD | 0 |  |  |  | V400 | AG01 | 01 | TE-806368-D-01
202406009328 | 310007085 | PM_iACV_IVY METERING_DDS353H-2 |  |  |  | 60000825595 | GOOD | 0 |  |  |  | V400 | AG01 | 01 | TE-806368-D-01
202406009329 | 310007085 | PM_iACV_IVY METERING_DDS353H-2 |  |  |  | 60000825596 | GOOD | 0 |  |  |  | V400 | AG01 | 01 | TE-806368-D-01
202406009330 | 310007085 | PM_iACV_IVY METERING_DDS353H-2 |  |  |  | 60000825597 | GOOD | 0 |  |  |  | V400 | AG01 | 01 | TE-806368-D-01
202406009971 | 310007085 | PM_iACV_IVY METERING_DDS353H-2 |  |  |  | 60000826238 | GOOD | 0 |  |  |  | V400 | KG01 | 01 | TE-806368-D-01
202406009972 | 310007085 | PM_iACV_IVY METERING_DDS353H-2 |  |  |  | 60000826239 | GOOD | 0 |  |  |  | V400 | KG01 | 01 | TE-806368-D-01
202406009973 | 310007085 | PM_iACV_IVY METERING_DDS353H-2 |  |  |  | 60000826240 | GOOD | 0 |  |  |  | V400 | KG01 | 01 | TE-806368-D-01
202406009974 | 310007085 | PM_iACV_IVY METERING_DDS353H-2 |  |  |  | 60000826241 | GOOD | 0 |  |  |  | V400 | KG01 | 01 | TE-806368-D-01
202406009975 | 310007085 | PM_iACV_IVY METERING_DDS353H-2 |  |  |  | 60000826242 | GOOD | 0 |  |  |  | V400 | KG01 | 01 | TE-806368-D-01
202406009976 | 310007085 | PM_iACV_IVY METERING_DDS353H-2 |  |  |  | 60000826243 | GOOD | 0 |  |  |  | V400 | KG01 | 01 | TE-806368-D-01
202406009977 | 310007085 | PM_iACV_IVY METERING_DDS353H-2 |  |  |  | 60000826244 | GOOD | 0 |  |  |  | V400 | KG01 | 01 | TE-806368-D-01
202406009978 | 310007085 | PM_iACV_IVY METERING_DDS353H-2 |  |  |  | 60000826245 | GOOD | 0 |  |  |  | V400 | KG01 | 01 | TE-806368-D-01
202406009979 | 310007085 | PM_iACV_IVY METERING_DDS353H-2 |  |  |  | 60000826246 | GOOD | 0 |  |  |  | V400 | KG01 | 01 | TE-806368-D-01
202406009980 | 310007085 | PM_iACV_IVY METERING_DDS353H-2 |  |  |  | 60000826247 | GOOD | 0 |  |  |  | V400 | KG01 | 01 | TE-806368-D-01
202406009981 | 310007085 | PM_iACV_IVY METERING_DDS353H-2 |  |  |  | 60000826248 | GOOD | 0 |  |  |  | V400 | KG01 | 01 | TE-806368-D-01
202406009982 | 310007085 | PM_iACV_IVY METERING_DDS353H-2 |  |  |  | 60000826249 | GOOD | 0 |  |  |  | V400 | KG01 | 01 | TE-806368-D-01
202406009983 | 310007085 | PM_iACV_IVY METERING_DDS353H-2 |  |  |  | 60000826250 | GOOD | 0 |  |  |  | V400 | KG01 | 01 | TE-806368-D-01
202406009984 | 310007085 | PM_iACV_IVY METERING_DDS353H-2 |  |  |  | 60000826251 | GOOD | 0 |  |  |  | V400 | KG01 | 01 | TE-806368-D-01
202406009985 | 310007085 | PM_iACV_IVY METERING_DDS353H-2 |  |  |  | 60000826252 | GOOD | 0 |  |  |  | V400 | KG01 | 01 | TE-806368-D-01
202406009986 | 310007085 | PM_iACV_IVY METERING_DDS353H-2 |  |  |  | 60000826253 | GOOD | 0 |  |  |  | V400 | KG01 | 01 | TE-806368-D-01
202406009987 | 310007085 | PM_iACV_IVY METERING_DDS353H-2 |  |  |  | 60000826254 | GOOD | 0 |  |  |  | V400 | KG01 | 01 | TE-806368-D-01
202406009988 | 310007085 | PM_iACV_IVY METERING_DDS353H-2 |  |  |  | 60000826255 | GOOD | 0 |  |  |  | V400 | KG01 | 01 | TE-806368-D-01
202406009989 | 310007085 | PM_iACV_IVY METERING_DDS353H-2 |  |  |  | 60000826256 | GOOD | 0 |  |  |  | V400 | KG01 | 01 | TE-806368-D-01
202406009990 | 310007085 | PM_iACV_IVY METERING_DDS353H-2 |  |  |  | 60000826257 | GOOD | 0 |  |  |  | V400 | KG01 | 01 | TE-806368-D-01
202406009991 | 310007085 | PM_iACV_IVY METERING_DDS353H-2 |  |  |  | 60000826258 | GOOD | 0 |  |  |  | V400 | KG01 | 01 | TE-806368-D-01
202406009992 | 310007085 | PM_iACV_IVY METERING_DDS353H-2 |  |  |  | 60000826259 | GOOD | 0 |  |  |  | V400 | KG01 | 01 | TE-806368-D-01
202406009993 | 310007085 | PM_iACV_IVY METERING_DDS353H-2 |  |  |  | 60000826260 | GOOD | 0 |  |  |  | V400 | KG01 | 01 | TE-806368-D-01
202406009994 | 310007085 | PM_iACV_IVY METERING_DDS353H-2 |  |  |  | 60000826261 | GOOD | 0 |  |  |  | V400 | KG01 | 01 | TE-806368-D-01
202406009995 | 310007085 | PM_iACV_IVY METERING_DDS353H-2 |  |  |  | 60000826262 | GOOD | 0 |  |  |  | V400 | KG01 | 01 | TE-806368-D-01
202406009996 | 310007085 | PM_iACV_IVY METERING_DDS353H-2 |  |  |  | 60000826263 | GOOD | 0 |  |  |  | V400 | KG01 | 01 | TE-806368-D-01
202406009997 | 310007085 | PM_iACV_IVY METERING_DDS353H-2 |  |  |  | 60000826264 | GOOD | 0 |  |  |  | V400 | KG01 | 01 | TE-806368-D-01
202406009998 | 310007085 | PM_iACV_IVY METERING_DDS353H-2 |  |  |  | 60000826265 | GOOD | 0 |  |  |  | V400 | KG01 | 01 | TE-806368-D-01
202406009999 | 310007085 | PM_iACV_IVY METERING_DDS353H-2 |  |  |  | 60000826266 | GOOD | 0 |  |  |  | V400 | KG01 | 01 | TE-806368-D-01
202406010000 | 310007085 | PM_iACV_IVY METERING_DDS353H-2 |  |  |  | 60000826267 | GOOD | 0 |  |  |  | V400 | KG01 | 01 | TE-806368-D-01
202406010006 | 310007085 | PM_iACV_IVY METERING_DDS353H-2 |  |  |  | 60000826273 | GOOD | 0 |  |  |  | V400 | KG01 | 01 | TE-806368-D-01
202406010007 | 310007085 | PM_iACV_IVY METERING_DDS353H-2 |  |  |  | 60000826274 | GOOD | 0 |  |  |  | V400 | KG01 | 01 | TE-806368-D-01
202406010008 | 310007085 | PM_iACV_IVY METERING_DDS353H-2 |  |  |  | 60000826275 | GOOD | 0 |  |  |  | V400 | KG01 | 01 | TE-806368-D-01
202406010011 | 310007085 | PM_iACV_IVY METERING_DDS353H-2 |  |  |  | 60000826278 | GOOD | 0 |  |  |  | V400 | KG01 | 01 | TE-806368-D-01
202406010012 | 310007085 | PM_iACV_IVY METERING_DDS353H-2 |  |  |  | 60000826279 | GOOD | 0 |  |  |  | V400 | KG01 | 01 | TE-806368-D-01
202406010013 | 310007085 | PM_iACV_IVY METERING_DDS353H-2 |  |  |  | 60000826280 | GOOD | 0 |  |  |  | V400 | KG01 | 01 | TE-806368-D-01
202406010014 | 310007085 | PM_iACV_IVY METERING_DDS353H-2 |  |  |  | 60000826281 | GOOD | 0 |  |  |  | V400 | KG01 | 01 | TE-806368-D-01
202406010015 | 310007085 | PM_iACV_IVY METERING_DDS353H-2 |  |  |  | 60000826282 | GOOD | 0 |  |  |  | V400 | KG01 | 01 | TE-806368-D-01
202406010016 | 310007085 | PM_iACV_IVY METERING_DDS353H-2 |  |  |  | 60000826283 | GOOD | 0 |  |  |  | V400 | KG01 | 01 | TE-806368-D-01
202406010017 | 310007085 | PM_iACV_IVY METERING_DDS353H-2 |  |  |  | 60000826284 | GOOD | 0 |  |  |  | V400 | KG01 | 01 | TE-806004-D-01
202406010018 | 310007085 | PM_iACV_IVY METERING_DDS353H-2 |  |  |  | 60000826285 | GOOD | 0 |  |  |  | V400 | KG01 | 01 | TE-806004-D-01
202406010019 | 310007085 | PM_iACV_IVY METERING_DDS353H-2 |  |  |  | 60000826286 | GOOD | 0 |  |  |  | V400 | KG01 | 01 | TE-806004-D-01
202406010020 | 310007085 | PM_iACV_IVY METERING_DDS353H-2 |  |  |  | 60000826287 | GOOD | 0 |  |  |  | V400 | KG01 | 01 | TE-806004-D-01
JV2470062578 | 200009921 | RECTMDL_Huawei_R4875G1_4000W |  |  |  | 60000829593 | GOOD | 0 |  |  |  | V400 | KG01 | 01 | TE-806368-D-01
JV2470062914 | 200009921 | RECTMDL_Huawei_R4875G1_4000W |  |  |  | 60000829595 | GOOD | 0 |  |  |  | V400 | KG01 | 01 | TE-806368-D-01
JV2470062896 | 200009921 | RECTMDL_Huawei_R4875G1_4000W |  |  |  | 60000829596 | GOOD | 0 |  |  |  | V400 | KG01 | 01 | TE-806413-D-01
JV2470062880 | 200009921 | RECTMDL_Huawei_R4875G1_4000W |  |  |  | 60000829598 | GOOD | 0 |  |  |  | V400 | KG01 | 01 | TE-806413-D-01
JV2470062846 | 200009921 | RECTMDL_Huawei_R4875G1_4000W |  |  |  | 60000829624 | GOOD | 0 |  |  |  | V400 | KG01 | 01 | TE-806413-D-01
JV2470062883 | 200009921 | RECTMDL_Huawei_R4875G1_4000W |  |  |  | 60000829625 | GOOD | 0 |  |  |  | V400 | KG01 | 01 | TE-806413-D-01
VVV53P240813007 | 310003339 | CMPLTSET_V5_3P_63A |  |  |  | 60000830529 | GOOD | 0 |  |  |  | V400 | AG01 | 01 | TE-806504-D-01
VVV53P240813008 | 310003339 | CMPLTSET_V5_3P_63A |  |  |  | 60000830530 | GOOD | 0 |  |  |  | V400 | AG01 | 01 | TE-806504-D-01
VVV53P240813009 | 310003339 | CMPLTSET_V5_3P_63A |  |  |  | 60000830531 | GOOD | 0 |  |  |  | V400 | AG01 | 01 | TE-806504-D-01
VVV53P240813010 | 310003339 | CMPLTSET_V5_3P_63A |  |  |  | 60000830532 | GOOD | 0 |  |  |  | V400 | AG01 | 01 | TE-806504-D-01
VVV53P240813011 | 310003339 | CMPLTSET_V5_3P_63A |  |  |  | 60000830533 | GOOD | 0 |  |  |  | V400 | AG01 | 01 | TE-806504-D-01
VVV53P240813012 | 310003339 | CMPLTSET_V5_3P_63A |  |  |  | 60000830534 | GOOD | 0 |  |  |  | V400 | AG01 | 01 | TE-806504-D-01
VVV53P240813013 | 310003339 | CMPLTSET_V5_3P_63A |  |  |  | 60000830535 | GOOD | 0 |  |  |  | V400 | AG01 | 01 | TE-806504-D-01
VVV53P240813014 | 310003339 | CMPLTSET_V5_3P_63A |  |  |  | 60000830536 | GOOD | 0 |  |  |  | V400 | AG01 | 01 | TE-806504-D-01
VVV53P240813015 | 310003339 | CMPLTSET_V5_3P_63A |  |  |  | 60000830537 | GOOD | 0 |  |  |  | V400 | AG01 | 01 | TE-806504-D-01
VVV53P240813016 | 310003339 | CMPLTSET_V5_3P_63A |  |  |  | 60000830538 | GOOD | 0 |  |  |  | V400 | AG01 | 01 | TE-806504-D-01
VVV53P240813017 | 310003339 | CMPLTSET_V5_3P_63A |  |  |  | 60000830539 | GOOD | 0 |  |  |  | V400 | AG01 | 01 | TE-806504-D-01
VVV53P240813018 | 310003339 | CMPLTSET_V5_3P_63A |  |  |  | 60000830540 | GOOD | 0 |  |  |  | V400 | AG01 | 01 | TE-806504-D-01
VVV53P240813019 | 310003339 | CMPLTSET_V5_3P_63A |  |  |  | 60000830541 | GOOD | 0 |  |  |  | V400 | AG01 | 01 | TE-806504-D-01
VVV53P240813020 | 310003339 | CMPLTSET_V5_3P_63A |  |  |  | 60000830542 | GOOD | 0 |  |  |  | V400 | AG01 | 01 | TE-806504-D-01
VVV53P240813021 | 310003339 | CMPLTSET_V5_3P_63A |  |  |  | 60000830543 | GOOD | 0 |  |  |  | V400 | AG01 | 01 | TE-806504-D-01
VVV53P240813022 | 310003339 | CMPLTSET_V5_3P_63A |  |  |  | 60000830544 | GOOD | 0 |  |  |  | V400 | AG01 | 01 | TE-806504-D-01
VVV53P240813023 | 310003339 | CMPLTSET_V5_3P_63A |  |  |  | 60000830545 | GOOD | 0 |  |  |  | V400 | AG01 | 01 | TE-806504-D-01
VVV53P240813024 | 310003339 | CMPLTSET_V5_3P_63A |  |  |  | 60000830546 | GOOD | 0 |  |  |  | V400 | AG01 | 01 | TE-806504-D-01
VVV53P240813025 | 310003339 | CMPLTSET_V5_3P_63A |  |  |  | 60000830547 | GOOD | 0 |  |  |  | V400 | AG01 | 01 | TE-806504-D-01
VVV53P240813026 | 310003339 | CMPLTSET_V5_3P_63A |  |  |  | 60000830548 | GOOD | 0 |  |  |  | V400 | AG01 | 01 | TE-806504-D-01
VVV53P240813031 | 310003339 | CMPLTSET_V5_3P_63A |  |  |  | 60000830553 | GOOD | 0 |  |  |  | V400 | AG01 | 01 | TE-806504-D-01
VVV53P240813032 | 310003339 | CMPLTSET_V5_3P_63A |  |  |  | 60000830554 | GOOD | 0 |  |  |  | V400 | AG01 | 01 | TE-806504-D-01
VVV53P240813049 | 310003339 | CMPLTSET_V5_3P_63A |  |  |  | 60000830571 | GOOD | 0 |  |  |  | V400 | AG01 | 01 | TE-806504-D-01
VVV53P240813050 | 310003339 | CMPLTSET_V5_3P_63A |  |  |  | 60000830572 | GOOD | 0 |  |  |  | V400 | AG01 | 01 | TE-806504-D-01
VVV53P240813051 | 310003339 | CMPLTSET_V5_3P_63A |  |  |  | 60000830573 | GOOD | 0 |  |  |  | V400 | AG01 | 01 | TE-806504-D-01
VVV53P240813052 | 310003339 | CMPLTSET_V5_3P_63A |  |  |  | 60000830574 | GOOD | 0 |  |  |  | V400 | AG01 | 01 | TE-806504-D-01
VVV53P240813053 | 310003339 | CMPLTSET_V5_3P_63A |  |  |  | 60000830575 | GOOD | 0 |  |  |  | V400 | AG01 | 01 | TE-806504-D-01
VVV53P240829014 | 310003339 | CMPLTSET_V5_3P_63A |  |  |  | 60000832814 | GOOD | 0 |  |  |  | V400 | KG01 | 01 | TE-806312-D-01
VVV53P240829016 | 310003339 | CMPLTSET_V5_3P_63A |  |  |  | 60000832816 | GOOD | 0 |  |  |  | V400 | KG01 | 01 | TE-806312-D-01
VVV53P240829021 | 310003339 | CMPLTSET_V5_3P_63A |  |  |  | 60000832819 | GOOD | 0 |  |  |  | V400 | KG01 | 01 | TE-241450-D-01
JW8242404548W0 | 200012428 | RECTMDL_Delta_DPR 3000B-48_3000W |  |  |  | 60000837340 | GOOD | 0 |  |  |  | V400 | KG01 | 01 | TE-806368-D-01
210128606338 | 320000841 | CHAS_ZTE_ZXDU68 B301(V6.0)_18kw |  |  |  | 60000853656 | GOOD | 0 |  |  |  | V400 | KG01 | 01 | TE-806368-D-01
219546508765 | 320000842 | Rectifier_Controller_ZTE_CSU 602A |  |  |  | 60000854156 | GOOD | 0 |  |  |  | V400 | KG01 | 01 | TE-806368-D-01
DAQV22402000574 | 310007604 | DAQ_M1_DAQ-V2 |  |  |  | 60000856121 | GOOD | 0 |  |  |  | V400 | AG01 | 01 | TE-806368-D-01
DAQV22402002097 | 310007604 | DAQ_M1_DAQ-V2 |  |  |  | 60000856219 | GOOD | 0 |  |  |  | V400 | AG01 | 01 | TE-806368-D-01
DAQV22402003985 | 310007604 | DAQ_M1_DAQ-V2 |  |  |  | 60000856286 | GOOD | 0 |  |  |  | V400 | AG01 | 01 | TE-806368-D-01
DAQV22402000788 | 310007604 | DAQ_M1_DAQ-V2 |  |  |  | 60000856297 | GOOD | 0 |  |  |  | V400 | AG01 | 01 | TE-806368-D-01
DAQV22402002515 | 310007604 | DAQ_M1_DAQ-V2 |  |  |  | 60000856302 | GOOD | 0 |  |  |  | V400 | AG01 | 01 | TE-806368-D-01
219550725552 | 320000841 | CHAS_ZTE_ZXDU68 B301(V6.0)_18kw |  |  |  | 60000863609 | GOOD | 0 |  |  |  | V400 | AG01 | 01 | TE-806368-D-01
219550725541 | 320000841 | CHAS_ZTE_ZXDU68 B301(V6.0)_18kw |  |  |  | 60000863610 | GOOD | 0 |  |  |  | V400 | AG01 | 01 | TE-806368-D-01
219551213437 | 320000841 | CHAS_ZTE_ZXDU68 B301(V6.0)_18kw |  |  |  | 60000863612 | GOOD | 0 |  |  |  | V400 | AG01 | 01 | TE-806368-D-01
219551213490 | 320000841 | CHAS_ZTE_ZXDU68 B301(V6.0)_18kw |  |  |  | 60000863860 | GOOD | 0 |  |  |  | V400 | KG01 | 01 | TE-806368-D-01
219551213514 | 320000841 | CHAS_ZTE_ZXDU68 B301(V6.0)_18kw |  |  |  | 60000863862 | GOOD | 0 |  |  |  | V400 | KG01 | 01 | TE-806368-D-01
219551213520 | 320000841 | CHAS_ZTE_ZXDU68 B301(V6.0)_18kw |  |  |  | 60000863863 | GOOD | 0 |  |  |  | V400 | KG01 | 01 | TE-806368-D-01
219546648511 | 320000842 | Rectifier_Controller_ZTE_CSU 602A |  |  |  | 60000864869 | GOOD | 0 |  |  |  | V400 | AG01 | 01 | TE-806368-D-01
219548315839 | 320000842 | Rectifier_Controller_ZTE_CSU 602A |  |  |  | 60000864870 | GOOD | 0 |  |  |  | V400 | AG01 | 01 | TE-806368-D-01
219548315790 | 320000842 | Rectifier_Controller_ZTE_CSU 602A |  |  |  | 60000864872 | GOOD | 0 |  |  |  | V400 | AG01 | 01 | TE-806368-D-01
219546648984 | 320000842 | Rectifier_Controller_ZTE_CSU 602A |  |  |  | 60000865120 | GOOD | 0 |  |  |  | V400 | KG01 | 01 | TE-806368-D-01
219546648766 | 320000842 | Rectifier_Controller_ZTE_CSU 602A |  |  |  | 60000865122 | GOOD | 0 |  |  |  | V400 | KG01 | 01 | TE-806368-D-01
219548316046 | 320000842 | Rectifier_Controller_ZTE_CSU 602A |  |  |  | 60000865123 | GOOD | 0 |  |  |  | V400 | KG01 | 01 | TE-806368-D-01
219547643154 | 250003858 | DCDU_Smart DCDU_ZTE_ZXDP06 D201 |  |  |  | 60000866893 | GOOD | 0 |  |  |  | V400 | AG01 | 01 | TE-806368-D-01
219547643155 | 250003858 | DCDU_Smart DCDU_ZTE_ZXDP06 D201 |  |  |  | 60000866894 | GOOD | 0 |  |  |  | V400 | AG01 | 01 | TE-806368-D-01
219547060293 | 250003858 | DCDU_Smart DCDU_ZTE_ZXDP06 D201 |  |  |  | 60000867026 | GOOD | 0 |  |  |  | V400 | AG01 | 01 | TE-806368-D-01
219546502461 | 250003858 | DCDU_Smart DCDU_ZTE_ZXDP06 D201 |  |  |  | 60000867033 | GOOD | 0 |  |  |  | V400 | KG01 | 01 | TE-806368-D-01
219546508520 | 250003858 | DCDU_Smart DCDU_ZTE_ZXDP06 D201 |  |  |  | 60000867040 | GOOD | 0 |  |  |  | V400 | KG01 | 01 | TE-806368-D-01
219546508525 | 250003858 | DCDU_Smart DCDU_ZTE_ZXDP06 D201 |  |  |  | 60000867041 | GOOD | 0 |  |  |  | V400 | KG01 | 01 | TE-806368-D-01
JW8242001711W0 | 200012428 | RECTMDL_Delta_DPR 3000B-48_3000W |  |  |  | 60000896458 | GOOD | 0 |  |  |  | V400 | KG01 | 01 | TE-806413-D-01
JW8242001446W0 | 200012428 | RECTMDL_Delta_DPR 3000B-48_3000W |  |  |  | 60000896463 | GOOD | 0 |  |  |  | V400 | KG01 | 01 | TE-806413-D-01
291005424471 | 200001145 | RECTMDL_ZTE_ZXD3000 (V5.5)_3000W_1P/220V |  |  |  | 60000900019 | GOOD | 0 |  |  |  | V400 | KG01 | 01 | TE-806413-D-01
291005424475 | 200001145 | RECTMDL_ZTE_ZXD3000 (V5.5)_3000W_1P/220V |  |  |  | 60000900020 | GOOD | 0 |  |  |  | V400 | KG01 | 01 | TE-806413-D-01
291005424504 | 200001145 | RECTMDL_ZTE_ZXD3000 (V5.5)_3000W_1P/220V |  |  |  | 60000900021 | GOOD | 0 |  |  |  | V400 | KG01 | 01 | TE-806413-D-01
291005424516 | 200001145 | RECTMDL_ZTE_ZXD3000 (V5.5)_3000W_1P/220V |  |  |  | 60000900022 | GOOD | 0 |  |  |  | V400 | KG01 | 01 | TE-806413-D-01
291005424526 | 200001145 | RECTMDL_ZTE_ZXD3000 (V5.5)_3000W_1P/220V |  |  |  | 60000900023 | GOOD | 0 |  |  |  | V400 | KG01 | 01 | TE-806413-D-01
291005424567 | 200001145 | RECTMDL_ZTE_ZXD3000 (V5.5)_3000W_1P/220V |  |  |  | 60000900024 | GOOD | 0 |  |  |  | V400 | KG01 | 01 | TE-806413-D-01
DCDU-12B-13051 | 320001364 | DCDU_Matismart_DCDU12B_1I7O_200A_1.95kg |  |  |  | 60000939597 | GOOD | 0 |  |  |  | V400 | KG01 | 01 | TE-806413-D-01
DCDU-12B-13060 | 320001364 | DCDU_Matismart_DCDU12B_1I7O_200A_1.95kg |  |  |  | 60000939606 | GOOD | 0 |  |  |  | V400 | KG01 | 01 | TE-806413-D-01
2102122720BTQA000187 | 320001365 | DCDU_Folint_DCDU16D2_1I7O_200A_<5kg |  |  |  | 60000953297 | GOOD | 0 |  |  |  | V400 | KG01 | 01 | TE-806368-D-01
2102122720BTQA000189 | 320001365 | DCDU_Folint_DCDU16D2_1I7O_200A_<5kg |  |  |  | 60000953298 | GOOD | 0 |  |  |  | V400 | KG01 | 01 | TE-806368-D-01
2102122720BTQA000190 | 320001365 | DCDU_Folint_DCDU16D2_1I7O_200A_<5kg |  |  |  | 60000953299 | GOOD | 0 |  |  |  | V400 | KG01 | 01 | TE-806368-D-01
2102122720BTQA000188 | 320001365 | DCDU_Folint_DCDU16D2_1I7O_200A_<5kg |  |  |  | 60000953300 | GOOD | 0 |  |  |  | V400 | KG01 | 01 | TE-806368-D-01
2102122720BTQA000184 | 320001365 | DCDU_Folint_DCDU16D2_1I7O_200A_<5kg |  |  |  | 60000953302 | GOOD | 0 |  |  |  | V400 | KG01 | 01 | TE-806368-D-01
2102122720BTQA000182 | 320001365 | DCDU_Folint_DCDU16D2_1I7O_200A_<5kg |  |  |  | 60000953303 | GOOD | 0 |  |  |  | V400 | KG01 | 01 | TE-806368-D-01
IPDU-1U10-01676 | 320001367 | Smart_DCDU_Matismart_iPDU-1U10_250A_2I7O |  |  |  | 60000964720 | GOOD | 0 |  |  |  | V400 | KG01 | 01 | TE-806413-D-01
IPDU-1U10-01680 | 320001367 | Smart_DCDU_Matismart_iPDU-1U10_250A_2I7O |  |  |  | 60000964724 | GOOD | 0 |  |  |  | V400 | KG01 | 01 | TE-806413-D-01
IPDU-1U10-02107 | 320001367 | Smart_DCDU_Matismart_iPDU-1U10_250A_2I7O |  |  |  | 60000965151 | GOOD | 0 |  |  |  | V400 | KG01 | 01 | TE-806413-D-01
IPDU-1U10-02108 | 320001367 | Smart_DCDU_Matismart_iPDU-1U10_250A_2I7O |  |  |  | 60000965152 | GOOD | 0 |  |  |  | V400 | KG01 | 01 | TE-806413-D-01
IPDU-1U10-02109 | 320001367 | Smart_DCDU_Matismart_iPDU-1U10_250A_2I7O |  |  |  | 60000965153 | GOOD | 0 |  |  |  | V400 | KG01 | 01 | TE-806413-D-01
IPDU-1U10-02110 | 320001367 | Smart_DCDU_Matismart_iPDU-1U10_250A_2I7O |  |  |  | 60000965154 | GOOD | 0 |  |  |  | V400 | KG01 | 01 | TE-806413-D-01
IPDU-1U10-02111 | 320001367 | Smart_DCDU_Matismart_iPDU-1U10_250A_2I7O |  |  |  | 60000965155 | GOOD | 0 |  |  |  | V400 | KG01 | 01 | TE-806413-D-01
IPDU-1U10-02112 | 320001367 | Smart_DCDU_Matismart_iPDU-1U10_250A_2I7O |  |  |  | 60000965156 | GOOD | 0 |  |  |  | V400 | KG01 | 01 | TE-806413-D-01
IPDU-1U10-02113 | 320001367 | Smart_DCDU_Matismart_iPDU-1U10_250A_2I7O |  |  |  | 60000965157 | GOOD | 0 |  |  |  | V400 | KG01 | 01 | TE-806413-D-01
IPDU-1U10-02114 | 320001367 | Smart_DCDU_Matismart_iPDU-1U10_250A_2I7O |  |  |  | 60000965158 | GOOD | 0 |  |  |  | V400 | KG01 | 01 | TE-806413-D-01
IPDU-1U10-02115 | 320001367 | Smart_DCDU_Matismart_iPDU-1U10_250A_2I7O |  |  |  | 60000965159 | GOOD | 0 |  |  |  | V400 | KG01 | 01 | TE-806413-D-01
JW8243908557W0 | 200009933 | RECTMDL_Delta_ESOA060-HBB01_3000W |  |  |  | 60000965243 | GOOD | 0 |  |  |  | V400 | KG01 | 01 | TE-806368-D-01
JW8243908203W0 | 200009933 | RECTMDL_Delta_ESOA060-HBB01_3000W |  |  |  | 60000965521 | GOOD | 0 |  |  |  | V400 | KG01 | 01 | TE-806368-D-01
JW8243909410W0 | 200009933 | RECTMDL_Delta_ESOA060-HBB01_3000W |  |  |  | 60000965655 | GOOD | 0 |  |  |  | V400 | KG01 | 01 | TE-806368-D-01
JW8243909534W0 | 200009933 | RECTMDL_Delta_ESOA060-HBB01_3000W |  |  |  | 60000965710 | GOOD | 0 |  |  |  | V400 | KG01 | 01 | TE-806368-D-01
JW8243909631W0 | 200009933 | RECTMDL_Delta_ESOA060-HBB01_3000W |  |  |  | 60000965711 | GOOD | 0 |  |  |  | V400 | KG01 | 01 | TE-806368-D-01
JW8243909509W0 | 200009933 | RECTMDL_Delta_ESOA060-HBB01_3000W |  |  |  | 60000965716 | GOOD | 0 |  |  |  | V400 | KG01 | 01 | TE-806368-D-01
JW8244011263W0 | 200009933 | RECTMDL_Delta_ESOA060-HBB01_3000W |  |  |  | 60000965730 | GOOD | 0 |  |  |  | V400 | KG01 | 01 | TE-806368-D-01
JW8243909722W0 | 200009933 | RECTMDL_Delta_ESOA060-HBB01_3000W |  |  |  | 60000965930 | GOOD | 0 |  |  |  | V400 | KG01 | 01 | TE-806368-D-01
JW8243909800W0 | 200009933 | RECTMDL_Delta_ESOA060-HBB01_3000W |  |  |  | 60000965939 | GOOD | 0 |  |  |  | V400 | KG01 | 01 | TE-806368-D-01
JW8244011797W0 | 200009933 | RECTMDL_Delta_ESOA060-HBB01_3000W |  |  |  | 60000965969 | GOOD | 0 |  |  |  | V400 | KG01 | 01 | TE-806368-D-01
JW8243908567W0 | 200009933 | RECTMDL_Delta_ESOA060-HBB01_3000W |  |  |  | 60000966188 | GOOD | 0 |  |  |  | V400 | KG01 | 01 | TE-806368-D-01
JW8243909018W0 | 200009933 | RECTMDL_Delta_ESOA060-HBB01_3000W |  |  |  | 60000966466 | GOOD | 0 |  |  |  | V400 | KG01 | 01 | TE-806368-D-01
JW8243909510W0 | 200009933 | RECTMDL_Delta_ESOA060-HBB01_3000W |  |  |  | 60000966600 | GOOD | 0 |  |  |  | V400 | KG01 | 01 | TE-806368-D-01
JW8243909556W0 | 200009933 | RECTMDL_Delta_ESOA060-HBB01_3000W |  |  |  | 60000966655 | GOOD | 0 |  |  |  | V400 | KG01 | 01 | TE-806368-D-01
JW8243909721W0 | 200009933 | RECTMDL_Delta_ESOA060-HBB01_3000W |  |  |  | 60000966656 | GOOD | 0 |  |  |  | V400 | KG01 | 01 | TE-806368-D-01
JW8243909523W0 | 200009933 | RECTMDL_Delta_ESOA060-HBB01_3000W |  |  |  | 60000966661 | GOOD | 0 |  |  |  | V400 | KG01 | 01 | TE-806368-D-01
JW8244011293W0 | 200009933 | RECTMDL_Delta_ESOA060-HBB01_3000W |  |  |  | 60000966675 | GOOD | 0 |  |  |  | V400 | KG01 | 01 | TE-806368-D-01
JW8243909811W0 | 200009933 | RECTMDL_Delta_ESOA060-HBB01_3000W |  |  |  | 60000966875 | GOOD | 0 |  |  |  | V400 | KG01 | 01 | TE-806368-D-01
JW8243909859W0 | 200009933 | RECTMDL_Delta_ESOA060-HBB01_3000W |  |  |  | 60000966884 | GOOD | 0 |  |  |  | V400 | KG01 | 01 | TE-806368-D-01
JW8244011840W0 | 200009933 | RECTMDL_Delta_ESOA060-HBB01_3000W |  |  |  | 60000966914 | GOOD | 0 |  |  |  | V400 | KG01 | 01 | TE-806368-D-01
23010242028A000141 | 200009934 | TPS1020028A_ESOA060-HBB01_Delta_Outdoor |  |  |  | 60000967125 | GOOD | 0 |  |  |  | V400 | KG01 | 01 | TE-806368-D-01
23039242028A002274 | 200009934 | TPS1020028A_ESOA060-HBB01_Delta_Outdoor |  |  |  | 60000967180 | GOOD | 0 |  |  |  | V400 | KG01 | 01 | TE-806368-D-01
23039242028A002272 | 200009934 | TPS1020028A_ESOA060-HBB01_Delta_Outdoor |  |  |  | 60000967181 | GOOD | 0 |  |  |  | V400 | KG01 | 01 | TE-806368-D-01
23039242028A002266 | 200009934 | TPS1020028A_ESOA060-HBB01_Delta_Outdoor |  |  |  | 60000967186 | GOOD | 0 |  |  |  | V400 | KG01 | 01 | TE-806368-D-01
23010242028A000184 | 200009934 | TPS1020028A_ESOA060-HBB01_Delta_Outdoor |  |  |  | 60000967200 | GOOD | 0 |  |  |  | V400 | KG01 | 01 | TE-806368-D-01
22036242028A399850 | 200009934 | TPS1020028A_ESOA060-HBB01_Delta_Outdoor |  |  |  | 60000967400 | GOOD | 0 |  |  |  | V400 | KG01 | 01 | TE-806368-D-01
22036242028A399282 | 200009934 | TPS1020028A_ESOA060-HBB01_Delta_Outdoor |  |  |  | 60000967409 | GOOD | 0 |  |  |  | V400 | KG01 | 01 | TE-806368-D-01
22036242028A399268 | 200009934 | TPS1020028A_ESOA060-HBB01_Delta_Outdoor |  |  |  | 60000967439 | GOOD | 0 |  |  |  | V400 | KG01 | 01 | TE-806368-D-01
22031242028A394027 | 200009934 | TPS1020028A_ESOA060-HBB01_Delta_Outdoor |  |  |  | 60000967658 | GOOD | 0 |  |  |  | V400 | KG01 | 01 | TE-806368-D-01
22036242028A398842 | 200009934 | TPS1020028A_ESOA060-HBB01_Delta_Outdoor |  |  |  | 60000967936 | GOOD | 0 |  |  |  | V400 | KG01 | 01 | TE-806368-D-01
YFD244303252W0 | 250004214 | CHAS_Delta_ESOA090-HBA01_Dcmini |  |  |  | 60000968070 | GOOD | 0 |  |  |  | V400 | KG01 | 01 | TE-806368-D-01
YFD244303464W0 | 250004214 | CHAS_Delta_ESOA090-HBA01_Dcmini |  |  |  | 60000968125 | GOOD | 0 |  |  |  | V400 | KG01 | 01 | TE-806368-D-01
YFD244303249W0 | 250004214 | CHAS_Delta_ESOA090-HBA01_Dcmini |  |  |  | 60000968126 | GOOD | 0 |  |  |  | V400 | KG01 | 01 | TE-806368-D-01
YFD244303423W0 | 250004214 | CHAS_Delta_ESOA090-HBA01_Dcmini |  |  |  | 60000968131 | GOOD | 0 |  |  |  | V400 | KG01 | 01 | TE-806368-D-01
YFD244303265W0 | 250004214 | CHAS_Delta_ESOA090-HBA01_Dcmini |  |  |  | 60000968145 | GOOD | 0 |  |  |  | V400 | KG01 | 01 | TE-806368-D-01
YFD244303430W0 | 250004214 | CHAS_Delta_ESOA090-HBA01_Dcmini |  |  |  | 60000968345 | GOOD | 0 |  |  |  | V400 | KG01 | 01 | TE-806368-D-01
YFD244202812W0 | 250004214 | CHAS_Delta_ESOA090-HBA01_Dcmini |  |  |  | 60000968354 | GOOD | 0 |  |  |  | V400 | KG01 | 01 | TE-806368-D-01
YFD244202673W0 | 250004214 | CHAS_Delta_ESOA090-HBA01_Dcmini |  |  |  | 60000968384 | GOOD | 0 |  |  |  | V400 | KG01 | 01 | TE-806368-D-01
YFD244001084W0 | 250004214 | CHAS_Delta_ESOA090-HBA01_Dcmini |  |  |  | 60000968603 | GOOD | 0 |  |  |  | V400 | KG01 | 01 | TE-806368-D-01
YFD244101617W0 | 250004214 | CHAS_Delta_ESOA090-HBA01_Dcmini |  |  |  | 60000968881 | GOOD | 0 |  |  |  | V400 | KG01 | 01 | TE-806368-D-01
IPDU-1U10-02581 | 320001367 | Smart_DCDU_Matismart_iPDU-1U10_250A_2I7O |  |  |  | 60000969453 | GOOD | 0 |  |  |  | V400 | KG01 | 01 | TE-806413-D-01
IPDU-1U10-02582 | 320001367 | Smart_DCDU_Matismart_iPDU-1U10_250A_2I7O |  |  |  | 60000969454 | GOOD | 0 |  |  |  | V400 | KG01 | 01 | TE-806413-D-01
IPDU-1U10-02583 | 320001367 | Smart_DCDU_Matismart_iPDU-1U10_250A_2I7O |  |  |  | 60000969455 | GOOD | 0 |  |  |  | V400 | KG01 | 01 | TE-806413-D-01
IPDU-1U10-02584 | 320001367 | Smart_DCDU_Matismart_iPDU-1U10_250A_2I7O |  |  |  | 60000969456 | GOOD | 0 |  |  |  | V400 | KG01 | 01 | TE-806413-D-01
IPDU-1U10-02585 | 320001367 | Smart_DCDU_Matismart_iPDU-1U10_250A_2I7O |  |  |  | 60000969457 | GOOD | 0 |  |  |  | V400 | KG01 | 01 | TE-806413-D-01
IPDU-1U10-02586 | 320001367 | Smart_DCDU_Matismart_iPDU-1U10_250A_2I7O |  |  |  | 60000969458 | GOOD | 0 |  |  |  | V400 | KG01 | 01 | TE-806413-D-01
IPDU-1U10-02587 | 320001367 | Smart_DCDU_Matismart_iPDU-1U10_250A_2I7O |  |  |  | 60000969459 | GOOD | 0 |  |  |  | V400 | KG01 | 01 | TE-806413-D-01
IPDU-1U10-02588 | 320001367 | Smart_DCDU_Matismart_iPDU-1U10_250A_2I7O |  |  |  | 60000969460 | GOOD | 0 |  |  |  | V400 | KG01 | 01 | TE-806413-D-01
IPDU-1U10-02589 | 320001367 | Smart_DCDU_Matismart_iPDU-1U10_250A_2I7O |  |  |  | 60000969461 | GOOD | 0 |  |  |  | V400 | KG01 | 01 | TE-806413-D-01
IPDU-1U10-03133 | 320001367 | Smart_DCDU_Matismart_iPDU-1U10_250A_2I7O |  |  |  | 60000970005 | GOOD | 0 |  |  |  | V400 | AG01 | 01 | TE-806413-D-01
IPDU-1U10-03536 | 320001367 | Smart_DCDU_Matismart_iPDU-1U10_250A_2I7O |  |  |  | 60000970408 | GOOD | 0 |  |  |  | V400 | AG01 | 01 | TE-806413-D-01
IPDU-1U10-03646 | 320001367 | Smart_DCDU_Matismart_iPDU-1U10_250A_2I7O |  |  |  | 60000970518 | GOOD | 0 |  |  |  | V400 | KG01 | 01 | TE-806413-D-01
IPDU-1U10-03649 | 320001367 | Smart_DCDU_Matismart_iPDU-1U10_250A_2I7O |  |  |  | 60000970521 | GOOD | 0 |  |  |  | V400 | KG01 | 01 | TE-806413-D-01
IPDU-1U10-03651 | 320001367 | Smart_DCDU_Matismart_iPDU-1U10_250A_2I7O |  |  |  | 60000970523 | GOOD | 0 |  |  |  | V400 | KG01 | 01 | TE-806413-D-01
DAQV22402002457 | 310007604 | DAQ_M1_DAQ-V2 |  |  |  | 60000971027 | GOOD | 0 |  |  |  | V400 | KG01 | 01 | TE-806413-D-01
DAQV22402001737 | 310007604 | DAQ_M1_DAQ-V2 |  |  |  | 60000971029 | GOOD | 0 |  |  |  | V400 | KG01 | 01 | TE-806413-D-01
DAQV22402002467 | 310007604 | DAQ_M1_DAQ-V2 |  |  |  | 60000971031 | GOOD | 0 |  |  |  | V400 | KG01 | 01 | TE-806413-D-01
DAQV22402002116 | 310007604 | DAQ_M1_DAQ-V2 |  |  |  | 60000971032 | GOOD | 0 |  |  |  | V400 | KG01 | 01 | TE-806413-D-01
DAQV22402002145 | 310007604 | DAQ_M1_DAQ-V2 |  |  |  | 60000971034 | GOOD | 0 |  |  |  | V400 | KG01 | 01 | TE-806413-D-01
DAQV22402000250 | 310007604 | DAQ_M1_DAQ-V2 |  |  |  | 60000971037 | GOOD | 0 |  |  |  | V400 | KG01 | 01 | TE-806413-D-01
DAQV22402000178 | 310007604 | DAQ_M1_DAQ-V2 |  |  |  | 60000971040 | GOOD | 0 |  |  |  | V400 | KG01 | 01 | TE-806413-D-01
DAQV22402003468 | 310007604 | DAQ_M1_DAQ-V2 |  |  |  | 60000971041 | GOOD | 0 |  |  |  | V400 | KG01 | 01 | TE-806413-D-01
DAQV22402003100 | 310007604 | DAQ_M1_DAQ-V2 |  |  |  | 60000971043 | GOOD | 0 |  |  |  | V400 | KG01 | 01 | TE-806413-D-01
DAQV22402000242 | 310007604 | DAQ_M1_DAQ-V2 |  |  |  | 60000971045 | GOOD | 0 |  |  |  | V400 | KG01 | 01 | TE-806413-D-01
DAQV22402002635 | 310007604 | DAQ_M1_DAQ-V2 |  |  |  | 60000971050 | GOOD | 0 |  |  |  | V400 | KG01 | 01 | TE-806413-D-01
DAQV22402000658 | 310007604 | DAQ_M1_DAQ-V2 |  |  |  | 60000971084 | GOOD | 0 |  |  |  | V400 | AG01 | 01 | TE-806413-D-01
DAQV22402000386 | 310007604 | DAQ_M1_DAQ-V2 |  |  |  | 60000971086 | GOOD | 0 |  |  |  | V400 | AG01 | 01 | TE-806413-D-01
DAQV22402002770 | 310007604 | DAQ_M1_DAQ-V2 |  |  |  | 60000971111 | GOOD | 0 |  |  |  | V400 | AG01 | 01 | TE-806413-D-01
DAQV22402002121 | 310007604 | DAQ_M1_DAQ-V2 |  |  |  | 60000971119 | GOOD | 0 |  |  |  | V400 | AG01 | 01 | TE-806413-D-01
DAQV22402002137 | 310007604 | DAQ_M1_DAQ-V2 |  |  |  | 60000971120 | GOOD | 0 |  |  |  | V400 | AG01 | 01 | TE-806413-D-01
DAQV22402003300 | 310007604 | DAQ_M1_DAQ-V2 |  |  |  | 60000971122 | GOOD | 0 |  |  |  | V400 | AG01 | 01 | TE-806413-D-01
291005613551 | 320000840 | Rectifier_ZTE_3000w_R4850F1 |  |  |  | 60000978265 | GOOD | 0 |  |  |  | V400 | AG01 | 01 | TE-806413-D-01
291005613559 | 320000840 | Rectifier_ZTE_3000w_R4850F1 |  |  |  | 60000978266 | GOOD | 0 |  |  |  | V400 | AG01 | 01 | TE-806413-D-01
291005613566 | 320000840 | Rectifier_ZTE_3000w_R4850F1 |  |  |  | 60000978267 | GOOD | 0 |  |  |  | V400 | AG01 | 01 | TE-806413-D-01
291005613571 | 320000840 | Rectifier_ZTE_3000w_R4850F1 |  |  |  | 60000978268 | GOOD | 0 |  |  |  | V400 | AG01 | 01 | TE-806413-D-01
291005613575 | 320000840 | Rectifier_ZTE_3000w_R4850F1 |  |  |  | 60000978269 | GOOD | 0 |  |  |  | V400 | AG01 | 01 | TE-806413-D-01
291005613950 | 320000840 | Rectifier_ZTE_3000w_R4850F1 |  |  |  | 60000978270 | GOOD | 0 |  |  |  | V400 | AG01 | 01 | TE-806413-D-01
291005613626 | 320000840 | Rectifier_ZTE_3000w_R4850F1 |  |  |  | 60000978271 | GOOD | 0 |  |  |  | V400 | AG01 | 01 | TE-806413-D-01
291005613735 | 320000840 | Rectifier_ZTE_3000w_R4850F1 |  |  |  | 60000978274 | GOOD | 0 |  |  |  | V400 | AG01 | 01 | TE-806413-D-01
291005613835 | 320000840 | Rectifier_ZTE_3000w_R4850F1 |  |  |  | 60000978275 | GOOD | 0 |  |  |  | V400 | AG01 | 01 | TE-806413-D-01
291005613730 | 320000840 | Rectifier_ZTE_3000w_R4850F1 |  |  |  | 60000978298 | GOOD | 0 |  |  |  | V400 | KG01 | 01 | TE-806413-D-01
291005611550 | 320000840 | Rectifier_ZTE_3000w_R4850F1 |  |  |  | 60000980031 | GOOD | 0 |  |  |  | V400 | KG01 | 01 | TE-806413-D-01
291005611551 | 320000840 | Rectifier_ZTE_3000w_R4850F1 |  |  |  | 60000980032 | GOOD | 0 |  |  |  | V400 | KG01 | 01 | TE-806413-D-01
291005611682 | 320000840 | Rectifier_ZTE_3000w_R4850F1 |  |  |  | 60000980036 | GOOD | 0 |  |  |  | V400 | KG01 | 01 | TE-806413-D-01
291005607709 | 320000840 | Rectifier_ZTE_3000w_R4850F1 |  |  |  | 60000980067 | GOOD | 0 |  |  |  | V400 | KG01 | 01 | TE-806413-D-01
291005607768 | 320000840 | Rectifier_ZTE_3000w_R4850F1 |  |  |  | 60000980068 | GOOD | 0 |  |  |  | V400 | KG01 | 01 | TE-806413-D-01
291005607790 | 320000840 | Rectifier_ZTE_3000w_R4850F1 |  |  |  | 60000980069 | GOOD | 0 |  |  |  | V400 | KG01 | 01 | TE-806413-D-01
291005607835 | 320000840 | Rectifier_ZTE_3000w_R4850F1 |  |  |  | 60000980070 | GOOD | 0 |  |  |  | V400 | KG01 | 01 | TE-806413-D-01
291005607839 | 320000840 | Rectifier_ZTE_3000w_R4850F1 |  |  |  | 60000980071 | GOOD | 0 |  |  |  | V400 | KG01 | 01 | TE-806413-D-01
291005607907 | 320000840 | Rectifier_ZTE_3000w_R4850F1 |  |  |  | 60000980072 | GOOD | 0 |  |  |  | V400 | KG01 | 01 | TE-806413-D-01
2102130969224A0403FD | 200009927 | Rectifier_Vertiv_R48-3000e3_3000w |  |  |  | 60001021080 | GOOD | 0 |  |  |  | V400 | AG01 | 01 | TE-806368-D-01
2102130969224A040139 | 200009927 | Rectifier_Vertiv_R48-3000e3_3000w |  |  |  | 60001021086 | GOOD | 0 |  |  |  | V400 | AG01 | 01 | TE-806368-D-01
2102130969224A040444 | 200009927 | Rectifier_Vertiv_R48-3000e3_3000w |  |  |  | 60001021159 | GOOD | 0 |  |  |  | V400 | KG01 | 01 | TE-806368-D-01
2102130969224A0404A2 | 200009927 | Rectifier_Vertiv_R48-3000e3_3000w |  |  |  | 60001021368 | GOOD | 0 |  |  |  | V400 | AG01 | 01 | TE-806368-D-01
2102130969224A04031E | 200009927 | Rectifier_Vertiv_R48-3000e3_3000w |  |  |  | 60001021374 | GOOD | 0 |  |  |  | V400 | AG01 | 01 | TE-806368-D-01
2102130969224A040473 | 200009927 | Rectifier_Vertiv_R48-3000e3_3000w |  |  |  | 60001021491 | GOOD WH | 0 |  |  |  | V400 | KG01 | 01 | TE-806368-D-01
2102130969224A04040F | 200009927 | Rectifier_Vertiv_R48-3000e3_3000w |  |  |  | 60001021656 | GOOD | 0 |  |  |  | V400 | AG01 | 01 | TE-806368-D-01
2102130969224A040554 | 200009927 | Rectifier_Vertiv_R48-3000e3_3000w |  |  |  | 60001021662 | GOOD | 0 |  |  |  | V400 | AG01 | 01 | TE-806368-D-01
2102130969224A040698 | 200009927 | Rectifier_Vertiv_R48-3000e3_3000w |  |  |  | 60001021735 | GOOD | 0 |  |  |  | V400 | KG01 | 01 | TE-806368-D-01
71101020241007138 | 310005793 | CMPLTSET_DC_DBS_ACZB-003-000-010_300W |  |  |  | 60001021944 | GOOD | 0 |  |  |  | V400 | AG01 | 01 | TE-806368-D-01
71101020241007152 | 310005793 | CMPLTSET_DC_DBS_ACZB-003-000-010_300W |  |  |  | 60001021950 | GOOD | 0 |  |  |  | V400 | AG01 | 01 | TE-806368-D-01
71101020241007058 | 310005793 | CMPLTSET_DC_DBS_ACZB-003-000-010_300W |  |  |  | 60001022023 | GOOD | 0 |  |  |  | V400 | KG01 | 01 | TE-806368-D-01
210244031022490300AE | 200009881 | CTRLMDL_Vertiv_M830B_Netsure 731 A91_S1 |  |  |  | 60001022232 | GOOD | 0 |  |  |  | V400 | AG01 | 01 | TE-806368-D-01
210244031022490300A1 | 200009881 | CTRLMDL_Vertiv_M830B_Netsure 731 A91_S1 |  |  |  | 60001022238 | GOOD | 0 |  |  |  | V400 | AG01 | 01 | TE-806368-D-01
21F0275131224A010024 | 250002602 | Rectifier Chassis_Vertiv_NetSure 731 A91 |  |  |  | 60001022520 | GOOD | 0 |  |  |  | V400 | AG01 | 01 | TE-806368-D-01
21F0275131224A02015F | 250002602 | Rectifier Chassis_Vertiv_NetSure 731 A91 |  |  |  | 60001022526 | GOOD | 0 |  |  |  | V400 | AG01 | 01 | TE-806368-D-01
21F0275131224A020175 | 250002602 | Rectifier Chassis_Vertiv_NetSure 731 A91 |  |  |  | 60001022599 | GOOD | 0 |  |  |  | V400 | KG01 | 01 | TE-806368-D-01
C2302224L01029560 | 320000961 | LIB_ZTT_ZTT48100B_48V_100Ah |  |  |  | 60001031501 | GOOD | 0 |  |  |  | V400 | AG01 | 01 | TE-806368-D-01
C2302224L01029570 | 320000961 | LIB_ZTT_ZTT48100B_48V_100Ah |  |  |  | 60001031502 | GOOD | 0 |  |  |  | V400 | AG01 | 01 | TE-806368-D-01
C2302224L01029152 | 320000961 | LIB_ZTT_ZTT48100B_48V_100Ah |  |  |  | 60001031503 | GOOD | 0 |  |  |  | V400 | AG01 | 01 | TE-806368-D-01
2461048157 | 350015864 | PM_iACV_ Elecnova_DDS1946-1P |  |  |  | 60001073459 | GOOD | 0 |  |  |  | V400 | KG01 | 01 | TE-806413-D-01
2461048236 | 350015864 | PM_iACV_ Elecnova_DDS1946-1P |  |  |  | 60001073460 | GOOD | 0 |  |  |  | V400 | KG01 | 01 | TE-806413-D-01
2461048209 | 350015864 | PM_iACV_ Elecnova_DDS1946-1P |  |  |  | 60001073461 | GOOD | 0 |  |  |  | V400 | KG01 | 01 | TE-806413-D-01
2461048208 | 350015864 | PM_iACV_ Elecnova_DDS1946-1P |  |  |  | 60001073482 | GOOD | 0 |  |  |  | V400 | KG01 | 01 | TE-806413-D-01
2461048183 | 350015864 | PM_iACV_ Elecnova_DDS1946-1P |  |  |  | 60001073484 | GOOD | 0 |  |  |  | V400 | KG01 | 01 | TE-806413-D-01
2461048156 | 350015864 | PM_iACV_ Elecnova_DDS1946-1P |  |  |  | 60001073485 | GOOD | 0 |  |  |  | V400 | KG01 | 01 | TE-806413-D-01
2461048149 | 350015864 | PM_iACV_ Elecnova_DDS1946-1P |  |  |  | 60001073486 | GOOD | 0 |  |  |  | V400 | KG01 | 01 | TE-806413-D-01
2461048232 | 350015864 | PM_iACV_ Elecnova_DDS1946-1P |  |  |  | 60001073490 | GOOD | 0 |  |  |  | V400 | KG01 | 01 | TE-806413-D-01
2461221183 | 350015864 | PM_iACV_ Elecnova_DDS1946-1P |  |  |  | 60001073508 | GOOD | 0 |  |  |  | V400 | KG01 | 01 | TE-806413-D-01
2461048220 | 350015864 | PM_iACV_ Elecnova_DDS1946-1P |  |  |  | 60001073515 | GOOD | 0 |  |  |  | V400 | KG01 | 01 | TE-806413-D-01
2461048120 | 350015864 | PM_iACV_ Elecnova_DDS1946-1P |  |  |  | 60001073516 | GOOD | 0 |  |  |  | V400 | KG01 | 01 | TE-806413-D-01
2461048203 | 350015864 | PM_iACV_ Elecnova_DDS1946-1P |  |  |  | 60001073517 | GOOD | 0 |  |  |  | V400 | KG01 | 01 | TE-806413-D-01
2461048150 | 350015864 | PM_iACV_ Elecnova_DDS1946-1P |  |  |  | 60001073521 | GOOD | 0 |  |  |  | V400 | KG01 | 01 | TE-806413-D-01
2461048141 | 350015864 | PM_iACV_ Elecnova_DDS1946-1P |  |  |  | 60001073529 | GOOD | 0 |  |  |  | V400 | KG01 | 01 | TE-806413-D-01
2461221179 | 350015864 | PM_iACV_ Elecnova_DDS1946-1P |  |  |  | 60001073539 | GOOD | 0 |  |  |  | V400 | KG01 | 01 | TE-806413-D-01
3C-ACDB-24090237 | 310003371 | V5_1P_63A |  |  |  | 60001077274 | GOOD | 0 |  |  |  | V400 | KG01 | 01 | TE-806368-D-01
3C-ACDB-24090242 | 310003371 | V5_1P_63A |  |  |  | 60001077279 | GOOD | 0 |  |  |  | V400 | KG01 | 01 | TE-806368-D-01
3C-ACDB-24090244 | 310003371 | V5_1P_63A |  |  |  | 60001077281 | GOOD | 0 |  |  |  | V400 | KG01 | 01 | TE-806368-D-01
3C-ACDB-24090377 | 310003371 | V5_1P_63A |  |  |  | 60001077414 | GOOD | 0 |  |  |  | V400 | AG01 | 01 | TE-806368-D-01
3C-ACDB-24090389 | 310003371 | V5_1P_63A |  |  |  | 60001077426 | GOOD | 0 |  |  |  | V400 | AG01 | 01 | TE-806368-D-01
3C-ACDB-24090392 | 310003371 | V5_1P_63A |  |  |  | 60001077429 | GOOD | 0 |  |  |  | V400 | AG01 | 01 | TE-806368-D-01
3C-ACDB-24090404 | 310003371 | V5_1P_63A |  |  |  | 60001077441 | GOOD | 0 |  |  |  | V400 | AG01 | 01 | TE-806368-D-01
3C-ACDB-24090405 | 310003371 | V5_1P_63A |  |  |  | 60001077442 | GOOD | 0 |  |  |  | V400 | AG01 | 01 | TE-806368-D-01
3C-ACDB-240902327 | 310003435 | DBRD_RRU ACDB_40A_1P |  |  |  | 60001078283 | GOOD | 0 |  |  |  | V400 | AG01 | 01 | TE-806368-D-01
IACV0043 | 350015864 | PM_iACV_ Elecnova_DDS1946-1P |  |  |  | 60001082449 | GOOD | 0 |  |  |  | V400 | KG01 | 01 | TE-806368-D-01
IACV0044 | 350015864 | PM_iACV_ Elecnova_DDS1946-1P |  |  |  | 60001082450 | GOOD | 0 |  |  |  | V400 | KG01 | 01 | TE-806368-D-01
IACV0045 | 350015864 | PM_iACV_ Elecnova_DDS1946-1P |  |  |  | 60001082451 | GOOD | 0 |  |  |  | V400 | KG01 | 01 | TE-806368-D-01
IACV0046 | 350015864 | PM_iACV_ Elecnova_DDS1946-1P |  |  |  | 60001082452 | GOOD | 0 |  |  |  | V400 | KG01 | 01 | TE-806368-D-01
IACV0047 | 350015864 | PM_iACV_ Elecnova_DDS1946-1P |  |  |  | 60001082453 | GOOD | 0 |  |  |  | V400 | KG01 | 01 | TE-806413-D-01
IACV0048 | 350015864 | PM_iACV_ Elecnova_DDS1946-1P |  |  |  | 60001082454 | GOOD | 0 |  |  |  | V400 | KG01 | 01 | TE-806413-D-01
JW8244813479W0 | 200012428 | RECTMDL_Delta_DPR 3000B-48_3000W |  |  |  | 60001087467 | GOOD | 0 |  |  |  | V400 | KG01 | 01 | TE-806413-D-01
JW8244813469W0 | 200012428 | RECTMDL_Delta_DPR 3000B-48_3000W |  |  |  | 60001087473 | GOOD | 0 |  |  |  | V400 | KG01 | 01 | TE-806004-D-01
VB0BRSD02782 | 250004494 | LIB_VMC_VMB48C50_48V-50Ah |  |  |  | 60001089635 | GOOD | 0 |  |  |  | V400 | AG01 | 01 | TE-806368-D-01
VB0BRSD02534 | 250004494 | LIB_VMC_VMB48C50_48V-50Ah |  |  |  | 60001089636 | GOOD | 0 |  |  |  | V400 | AG01 | 01 | TE-806368-D-01
VB0BRSD02776 | 250004494 | LIB_VMC_VMB48C50_48V-50Ah |  |  |  | 60001089637 | GOOD | 0 |  |  |  | V400 | AG01 | 01 | TE-806368-D-01
VB0BRSD00452 | 250004494 | LIB_VMC_VMB48C50_48V-50Ah |  |  |  | 60001089638 | GOOD | 0 |  |  |  | V400 | AG01 | 01 | TE-806368-D-01
VB0BRSD02524 | 250004494 | LIB_VMC_VMB48C50_48V-50Ah |  |  |  | 60001089639 | GOOD | 0 |  |  |  | V400 | AG01 | 01 | TE-806368-D-01
VB0BRSD02527 | 250004494 | LIB_VMC_VMB48C50_48V-50Ah |  |  |  | 60001089640 | GOOD | 0 |  |  |  | V400 | AG01 | 01 | TE-806368-D-01
VB0BRSD02547 | 250004494 | LIB_VMC_VMB48C50_48V-50Ah |  |  |  | 60001089641 | GOOD | 0 |  |  |  | V400 | AG01 | 01 | TE-806368-D-01
VB0BRSD02635 | 250004494 | LIB_VMC_VMB48C50_48V-50Ah |  |  |  | 60001089642 | GOOD | 0 |  |  |  | V400 | AG01 | 01 | TE-806368-D-01
VB0BRSD02610 | 250004494 | LIB_VMC_VMB48C50_48V-50Ah |  |  |  | 60001089644 | GOOD | 0 |  |  |  | V400 | AG01 | 01 | TE-806368-D-01
VB0BRSD02549 | 250004494 | LIB_VMC_VMB48C50_48V-50Ah |  |  |  | 60001089645 | GOOD | 0 |  |  |  | V400 | AG01 | 01 | TE-806368-D-01
C2302225B22005587 | 320000961 | LIB_ZTT_ZTT48100B_48V_100Ah |  |  |  | 60001117282 | GOOD WH | 0 |  |  |  | V400 | KG01 | 01 | TE-806413-D-01
C2302225B21005431 | 320000961 | LIB_ZTT_ZTT48100B_48V_100Ah |  |  |  | 60001117283 | GOOD WH | 0 |  |  |  | V400 | KG01 | 01 | TE-806413-D-01
C2302225B21004889 | 320000961 | LIB_ZTT_ZTT48100B_48V_100Ah |  |  |  | 60001117285 | GOOD | 0 |  |  |  | V400 | KG01 | 01 | TE-806413-D-01
C2302225B18002516 | 320000961 | LIB_ZTT_ZTT48100B_48V_100Ah |  |  |  | 60001117290 | GOOD | 0 |  |  |  | V400 | KG01 | 01 | TE-806413-D-01
C2302225B21004887 | 320000961 | LIB_ZTT_ZTT48100B_48V_100Ah |  |  |  | 60001117291 | GOOD | 0 |  |  |  | V400 | KG01 | 01 | TE-806413-D-01
C2302225B22005573 | 320000961 | LIB_ZTT_ZTT48100B_48V_100Ah |  |  |  | 60001117293 | GOOD | 0 |  |  |  | V400 | KG01 | 01 | TE-806413-D-01
C2302225B21004802 | 320000961 | LIB_ZTT_ZTT48100B_48V_100Ah |  |  |  | 60001117303 | GOOD | 0 |  |  |  | V400 | KG01 | 01 | TE-806413-D-01
C2302225B21005209 | 320000961 | LIB_ZTT_ZTT48100B_48V_100Ah |  |  |  | 60001117304 | GOOD | 0 |  |  |  | V400 | KG01 | 01 | TE-806413-D-01
C2302225B11000004 | 320000961 | LIB_ZTT_ZTT48100B_48V_100Ah |  |  |  | 60001117527 | GOOD | 0 |  |  |  | V400 | KG01 | 01 | TE-806413-D-01
C2302225B20003850 | 320000961 | LIB_ZTT_ZTT48100B_48V_100Ah |  |  |  | 60001117542 | GOOD | 0 |  |  |  | V400 | AG01 | 01 | TE-806413-D-01
C2302225B20003847 | 320000961 | LIB_ZTT_ZTT48100B_48V_100Ah |  |  |  | 60001117543 | GOOD | 0 |  |  |  | V400 | AG01 | 01 | TE-806413-D-01
C2302225B17002334 | 320000961 | LIB_ZTT_ZTT48100B_48V_100Ah |  |  |  | 60001117544 | GOOD | 0 |  |  |  | V400 | AG01 | 01 | TE-806413-D-01
C2302225B20003849 | 320000961 | LIB_ZTT_ZTT48100B_48V_100Ah |  |  |  | 60001117548 | GOOD | 0 |  |  |  | V400 | AG01 | 01 | TE-806413-D-01
C2302225B20003565 | 320000961 | LIB_ZTT_ZTT48100B_48V_100Ah |  |  |  | 60001117549 | GOOD | 0 |  |  |  | V400 | AG01 | 01 | TE-806413-D-01
C2302225B20003517 | 320000961 | LIB_ZTT_ZTT48100B_48V_100Ah |  |  |  | 60001117550 | GOOD | 0 |  |  |  | V400 | AG01 | 01 | TE-806413-D-01
C2302225B20003763 | 320000961 | LIB_ZTT_ZTT48100B_48V_100Ah |  |  |  | 60001117554 | GOOD | 0 |  |  |  | V400 | AG01 | 01 | TE-806413-D-01
C2302225B20003520 | 320000961 | LIB_ZTT_ZTT48100B_48V_100Ah |  |  |  | 60001117555 | GOOD | 0 |  |  |  | V400 | AG01 | 01 | TE-806413-D-01
C2302225B16001740 | 320000961 | LIB_ZTT_ZTT48100B_48V_100Ah |  |  |  | 60001117768 | GOOD | 0 |  |  |  | V400 | AG01 | 01 | TE-806413-D-01
C2302225B20004015 | 320000961 | LIB_ZTT_ZTT48100B_48V_100Ah |  |  |  | 60001117769 | GOOD | 0 |  |  |  | V400 | AG01 | 01 | TE-806413-D-01
C2302225B16001749 | 320000961 | LIB_ZTT_ZTT48100B_48V_100Ah |  |  |  | 60001117772 | GOOD | 0 |  |  |  | V400 | AG01 | 01 | TE-806413-D-01
C2302225B12000561 | 320000961 | LIB_ZTT_ZTT48100B_48V_100Ah |  |  |  | 60001117774 | GOOD | 0 |  |  |  | V400 | AG01 | 01 | TE-806413-D-01
C2302225B20003755 | 320000961 | LIB_ZTT_ZTT48100B_48V_100Ah |  |  |  | 60001117775 | GOOD | 0 |  |  |  | V400 | AG01 | 01 | TE-806413-D-01
C2302225B16001744 | 320000961 | LIB_ZTT_ZTT48100B_48V_100Ah |  |  |  | 60001117778 | GOOD | 0 |  |  |  | V400 | AG01 | 01 | TE-806413-D-01
C2302225B16001734 | 320000961 | LIB_ZTT_ZTT48100B_48V_100Ah |  |  |  | 60001117779 | GOOD | 0 |  |  |  | V400 | AG01 | 01 | TE-806413-D-01
C2302225B16001742 | 320000961 | LIB_ZTT_ZTT48100B_48V_100Ah |  |  |  | 60001117780 | GOOD | 0 |  |  |  | V400 | AG01 | 01 | TE-806413-D-01
C2302225B20003680 | 320000961 | LIB_ZTT_ZTT48100B_48V_100Ah |  |  |  | 60001117781 | GOOD | 0 |  |  |  | V400 | AG01 | 01 | TE-806413-D-01
C2302225B22006082 | 320000961 | LIB_ZTT_ZTT48100B_48V_100Ah |  |  |  | 60001121299 | GOOD | 0 |  |  |  | V400 | KG01 | 01 | TE-806413-D-01
C2302225B21004459 | 320000961 | LIB_ZTT_ZTT48100B_48V_100Ah |  |  |  | 60001121301 | GOOD | 0 |  |  |  | V400 | KG01 | 01 | TE-806413-D-01
C2302225B22005510 | 320000961 | LIB_ZTT_ZTT48100B_48V_100Ah |  |  |  | 60001121303 | GOOD WH | 0 |  |  |  | V400 | KG01 | 01 | TE-806413-D-01
C2302225B21005237 | 320000961 | LIB_ZTT_ZTT48100B_48V_100Ah |  |  |  | 60001121304 | GOOD | 0 |  |  |  | V400 | KG01 | 01 | TE-806413-D-01
C2302225B22005556 | 320000961 | LIB_ZTT_ZTT48100B_48V_100Ah |  |  |  | 60001121306 | GOOD | 0 |  |  |  | V400 | KG01 | 01 | TE-806413-D-01
C2302225B22005787 | 320000961 | LIB_ZTT_ZTT48100B_48V_100Ah |  |  |  | 60001121308 | GOOD | 0 |  |  |  | V400 | KG01 | 01 | TE-806413-D-01
C2302225B22006073 | 320000961 | LIB_ZTT_ZTT48100B_48V_100Ah |  |  |  | 60001121313 | GOOD WH | 0 |  |  |  | V400 | KG01 | 01 | TE-806413-D-01
C2302225B21004470 | 320000961 | LIB_ZTT_ZTT48100B_48V_100Ah |  |  |  | 60001121318 | GOOD | 0 |  |  |  | V400 | KG01 | 01 | TE-806413-D-01
C2302225B24007996 | 320000961 | LIB_ZTT_ZTT48100B_48V_100Ah |  |  |  | 60001122851 | GOOD | 0 |  |  |  | V400 | KG01 | 01 | TE-806413-D-01
C2302225B24008519 | 320000961 | LIB_ZTT_ZTT48100B_48V_100Ah |  |  |  | 60001122859 | GOOD | 0 |  |  |  | V400 | KG01 | 01 | TE-806413-D-01
291005995349 | 320000840 | Rectifier_ZTE_3000w_R4850F1 |  |  |  | 60001131359 | GOOD | 0 |  |  |  | V400 | KG01 | 01 | TE-806413-D-01
291005995353 | 320000840 | Rectifier_ZTE_3000w_R4850F1 |  |  |  | 60001131415 | GOOD | 0 |  |  |  | V400 | KG01 | 01 | TE-806413-D-01
291005995727 | 320000840 | Rectifier_ZTE_3000w_R4850F1 |  |  |  | 60001131416 | GOOD | 0 |  |  |  | V400 | KG01 | 01 | TE-806413-D-01
71101020250211321 | 310005793 | CMPLTSET_DC_DBS_ACZB-003-000-010_300W |  |  |  | 60001131707 | GOOD | 0 |  |  |  | V400 | KG01 | 01 | TE-806413-D-01
71101020250211285 | 310005793 | CMPLTSET_DC_DBS_ACZB-003-000-010_300W |  |  |  | 60001131740 | GOOD | 0 |  |  |  | V400 | KG01 | 01 | TE-806413-D-01
219597317093 | 320000842 | Rectifier_Controller_ZTE_CSU 602A |  |  |  | 60001131835 | GOOD | 0 |  |  |  | V400 | KG01 | 01 | TE-806413-D-01
219597317539 | 320000842 | Rectifier_Controller_ZTE_CSU 602A |  |  |  | 60001131868 | GOOD | 0 |  |  |  | V400 | KG01 | 01 | TE-806413-D-01
219603272726 | 320001757 | CHAS_ZTE_DC_ZXDUPA (V6.0R20M11) |  |  |  | 60001131963 | GOOD | 0 |  |  |  | V400 | KG01 | 01 | TE-806413-D-01
219603272617 | 320001757 | CHAS_ZTE_DC_ZXDUPA (V6.0R20M11) |  |  |  | 60001131996 | GOOD WH | 0 |  |  |  | V400 | KG01 | 01 | TE-806413-D-01
71101020250211077 | 310005793 | CMPLTSET_DC_DBS_ACZB-003-000-010_300W |  |  |  | 60001134378 | GOOD | 0 |  |  |  | V400 | AG01 | 01 | TE-806413-D-01
71101020250211114 | 310005793 | CMPLTSET_DC_DBS_ACZB-003-000-010_300W |  |  |  | 60001134382 | GOOD | 0 |  |  |  | V400 | AG01 | 01 | TE-806413-D-01
71101020250211106 | 310005793 | CMPLTSET_DC_DBS_ACZB-003-000-010_300W |  |  |  | 60001134388 | GOOD | 0 |  |  |  | V400 | AG01 | 01 | TE-806413-D-01
NTHATS63A3P012500990 | 320001705 | ATS_PMTT_NTHATS3P63A_63A_3P_IN |  |  |  | 60001136091 | GOOD | 0 |  |  |  | V400 | KG01 | 01 | TE-806413-D-01
NTHATS63A3P012500987 | 320001705 | ATS_PMTT_NTHATS3P63A_63A_3P_IN |  |  |  | 60001136099 | GOOD | 0 |  |  |  | V400 | KG01 | 01 | TE-806413-D-01
NTHATS2503P012500024 | 320001703 | ATS_PMTT_NTHATS3P250A_250A_3P_IN |  |  |  | 60001136706 | GOOD | 0 |  |  |  | V400 | KG01 | 01 | TE-806413-D-01
P25121808445 | 310003899 | SP_Prosurge_MG25/275-S/PN50_T1+T2_25kA |  |  |  | 60001142523 | GOOD | 0 |  |  |  | V400 | AG01 | 01 | TE-806413-D-01
P25121808471 | 310003899 | SP_Prosurge_MG25/275-S/PN50_T1+T2_25kA |  |  |  | 60001142549 | GOOD | 0 |  |  |  | V400 | AG01 | 01 | TE-806413-D-01
P25121808473 | 310003899 | SP_Prosurge_MG25/275-S/PN50_T1+T2_25kA |  |  |  | 60001142551 | GOOD | 0 |  |  |  | V400 | AG01 | 01 | TE-806413-D-01
P25121808475 | 310003899 | SP_Prosurge_MG25/275-S/PN50_T1+T2_25kA |  |  |  | 60001142553 | GOOD | 0 |  |  |  | V400 | AG01 | 01 | TE-806413-D-01
P25121808476 | 310003899 | SP_Prosurge_MG25/275-S/PN50_T1+T2_25kA |  |  |  | 60001142554 | GOOD | 0 |  |  |  | V400 | AG01 | 01 | TE-806413-D-01
P25121809342 | 310003900 | SP_Prosurge_MG25/275-S/3PN100_T1+T2_25kA |  |  |  | 60001143013 | GOOD | 0 |  |  |  | V400 | AG01 | 01 | TE-806413-D-01
P25121809345 | 310003900 | SP_Prosurge_MG25/275-S/3PN100_T1+T2_25kA |  |  |  | 60001143016 | GOOD | 0 |  |  |  | V400 | AG01 | 01 | TE-806413-D-01
3C-ACDB-25070181 | 310003339 | CMPLTSET_V5_3P_63A |  |  |  | 60001148374 | GOOD | 0 |  |  |  | V400 | KG01 | 01 | TE-832780-D-01
3C-ACDB-25070182 | 310003339 | CMPLTSET_V5_3P_63A |  |  |  | 60001148375 | GOOD | 0 |  |  |  | V400 | KG01 | 01 | TE-832780-D-01
3C-ACDB-25070183 | 310003339 | CMPLTSET_V5_3P_63A |  |  |  | 60001148376 | GOOD | 0 |  |  |  | V400 | KG01 | 01 | TE-832780-D-01
3C-ACDB-25070184 | 310003339 | CMPLTSET_V5_3P_63A |  |  |  | 60001148377 | GOOD | 0 |  |  |  | V400 | KG01 | 01 | TE-832780-D-01
3C-ACDB-25070185 | 310003339 | CMPLTSET_V5_3P_63A |  |  |  | 60001148378 | GOOD | 0 |  |  |  | V400 | KG01 | 01 | TE-832780-D-01
3C-ACDB-25070186 | 310003339 | CMPLTSET_V5_3P_63A |  |  |  | 60001148379 | GOOD | 0 |  |  |  | V400 | KG01 | 01 | TE-832780-D-01
3C-ACDB-25070187 | 310003339 | CMPLTSET_V5_3P_63A |  |  |  | 60001148380 | GOOD | 0 |  |  |  | V400 | KG01 | 01 | TE-832780-D-01
3C-ACDB-25070189 | 310003339 | CMPLTSET_V5_3P_63A |  |  |  | 60001148382 | GOOD | 0 |  |  |  | V400 | KG01 | 01 | TE-832780-D-01
3C-ACDB-25070190 | 310003339 | CMPLTSET_V5_3P_63A |  |  |  | 60001148383 | GOOD | 0 |  |  |  | V400 | KG01 | 01 | TE-832780-D-01
3C-ACDB-25070191 | 310003339 | CMPLTSET_V5_3P_63A |  |  |  | 60001148384 | GOOD | 0 |  |  |  | V400 | KG01 | 01 | TE-832780-D-01
3C-ACDB-25070192 | 310003339 | CMPLTSET_V5_3P_63A |  |  |  | 60001148385 | GOOD | 0 |  |  |  | V400 | KG01 | 01 | TE-832780-D-01
3C-ACDB-25070194 | 310003339 | CMPLTSET_V5_3P_63A |  |  |  | 60001148387 | GOOD | 0 |  |  |  | V400 | KG01 | 01 | TE-832780-D-01
3C-ACDB-25070195 | 310003339 | CMPLTSET_V5_3P_63A |  |  |  | 60001148388 | GOOD | 0 |  |  |  | V400 | KG01 | 01 | TE-832780-D-01
3C-ACDB-25070196 | 310003339 | CMPLTSET_V5_3P_63A |  |  |  | 60001148389 | GOOD | 0 |  |  |  | V400 | KG01 | 01 | TE-832780-D-01
3C-ACDB-25070197 | 310003339 | CMPLTSET_V5_3P_63A |  |  |  | 60001148390 | GOOD | 0 |  |  |  | V400 | KG01 | 01 | TE-832780-D-01
3C-ACDB-25070198 | 310003339 | CMPLTSET_V5_3P_63A |  |  |  | 60001148391 | GOOD | 0 |  |  |  | V400 | KG01 | 01 | TE-832780-D-01
3C-ACDB-25070199 | 310003339 | CMPLTSET_V5_3P_63A |  |  |  | 60001148392 | GOOD | 0 |  |  |  | V400 | KG01 | 01 | TE-832780-D-01
3C-ACDB-25070200 | 310003339 | CMPLTSET_V5_3P_63A |  |  |  | 60001148393 | GOOD | 0 |  |  |  | V400 | KG01 | 01 | TE-832780-D-01
3C-ACDB-25070201 | 310003339 | CMPLTSET_V5_3P_63A |  |  |  | 60001148394 | GOOD | 0 |  |  |  | V400 | KG01 | 01 | TE-832780-D-01
3C-ACDB-25070205 | 310003339 | CMPLTSET_V5_3P_63A |  |  |  | 60001148398 | GOOD | 0 |  |  |  | V400 | KG01 | 01 | TE-832780-D-01
3C-ACDB-25070208 | 310003339 | CMPLTSET_V5_3P_63A |  |  |  | 60001148401 | GOOD | 0 |  |  |  | V400 | KG01 | 01 | TE-832780-D-01
3C-ACDB-25070209 | 310003339 | CMPLTSET_V5_3P_63A |  |  |  | 60001148402 | GOOD | 0 |  |  |  | V400 | KG01 | 01 | TE-832780-D-01
3C-ACDB-25070210 | 310003339 | CMPLTSET_V5_3P_63A |  |  |  | 60001148403 | GOOD | 0 |  |  |  | V400 | KG01 | 01 | TE-832780-D-01
3C-ACDB-25070298 | 310003339 | CMPLTSET_V5_3P_63A |  |  |  | 60001148491 | GOOD | 0 |  |  |  | V400 | AG01 | 01 | TE-832780-D-01
3C-ACDB-25070299 | 310003339 | CMPLTSET_V5_3P_63A |  |  |  | 60001148492 | GOOD | 0 |  |  |  | V400 | AG01 | 01 | TE-832780-D-01
3C-ACDB-25070300 | 310003339 | CMPLTSET_V5_3P_63A |  |  |  | 60001148493 | GOOD | 0 |  |  |  | V400 | AG01 | 01 | TE-832780-D-01
3C-ACDB-25070391 | 310003339 | CMPLTSET_V5_3P_63A |  |  |  | 60001148584 | GOOD | 0 |  |  |  | V400 | KG01 | 01 | TE-832780-D-01
3C-ACDB-25070393 | 310003339 | CMPLTSET_V5_3P_63A |  |  |  | 60001148586 | GOOD | 0 |  |  |  | V400 | KG01 | 01 | TE-832780-D-01
3C-ACDB-25070395 | 310003339 | CMPLTSET_V5_3P_63A |  |  |  | 60001148588 | GOOD | 0 |  |  |  | V400 | KG01 | 01 | TE-832780-D-01
3C-ACDB-25070396 | 310003339 | CMPLTSET_V5_3P_63A |  |  |  | 60001148589 | GOOD | 0 |  |  |  | V400 | KG01 | 01 | TE-832780-D-01
3C-ACDB-25070397 | 310003339 | CMPLTSET_V5_3P_63A |  |  |  | 60001148590 | GOOD | 0 |  |  |  | V400 | KG01 | 01 | TE-832780-D-01
3C-ACDB-25070398 | 310003339 | CMPLTSET_V5_3P_63A |  |  |  | 60001148591 | GOOD | 0 |  |  |  | V400 | KG01 | 01 | TE-832780-D-01
3C-ACDB-25070400 | 310003339 | CMPLTSET_V5_3P_63A |  |  |  | 60001148593 | GOOD | 0 |  |  |  | V400 | KG01 | 01 | TE-832780-D-01
3C-ACDB-25070401 | 310003339 | CMPLTSET_V5_3P_63A |  |  |  | 60001148594 | GOOD | 0 |  |  |  | V400 | KG01 | 01 | TE-832780-D-01
3C-ACDB-25070402 | 310003339 | CMPLTSET_V5_3P_63A |  |  |  | 60001148595 | GOOD | 0 |  |  |  | V400 | KG01 | 01 | TE-832780-D-01
3C-ACDB-25070403 | 310003339 | CMPLTSET_V5_3P_63A |  |  |  | 60001148596 | GOOD | 0 |  |  |  | V400 | KG01 | 01 | TE-832780-D-01
3C-ACDB-25070404 | 310003339 | CMPLTSET_V5_3P_63A |  |  |  | 60001148597 | GOOD | 0 |  |  |  | V400 | KG01 | 01 | TE-832780-D-01
3C-ACDB-25070405 | 310003339 | CMPLTSET_V5_3P_63A |  |  |  | 60001148598 | GOOD | 0 |  |  |  | V400 | KG01 | 01 | TE-832780-D-01
3C-ACDB-25070406 | 310003339 | CMPLTSET_V5_3P_63A |  |  |  | 60001148599 | GOOD | 0 |  |  |  | V400 | KG01 | 01 | TE-832780-D-01
3C-ACDB-25070407 | 310003339 | CMPLTSET_V5_3P_63A |  |  |  | 60001148600 | GOOD | 0 |  |  |  | V400 | KG01 | 01 | TE-832780-D-01
3C-ACDB-25070408 | 310003339 | CMPLTSET_V5_3P_63A |  |  |  | 60001148601 | GOOD | 0 |  |  |  | V400 | KG01 | 01 | TE-832780-D-01
3C-ACDB-25070409 | 310003339 | CMPLTSET_V5_3P_63A |  |  |  | 60001148602 | GOOD | 0 |  |  |  | V400 | KG01 | 01 | TE-832780-D-01
3C-ACDB-25070410 | 310003339 | CMPLTSET_V5_3P_63A |  |  |  | 60001148603 | GOOD | 0 |  |  |  | V400 | KG01 | 01 | TE-832780-D-01
3C-ACDB-25070411 | 310003339 | CMPLTSET_V5_3P_63A |  |  |  | 60001148604 | GOOD | 0 |  |  |  | V400 | KG01 | 01 | TE-832780-D-01
3C-ACDB-25070412 | 310003339 | CMPLTSET_V5_3P_63A |  |  |  | 60001148605 | GOOD | 0 |  |  |  | V400 | KG01 | 01 | TE-832780-D-01
3C-ACDB-25070413 | 310003339 | CMPLTSET_V5_3P_63A |  |  |  | 60001148606 | GOOD | 0 |  |  |  | V400 | KG01 | 01 | TE-832780-D-01
3C-ACDB-25070414 | 310003339 | CMPLTSET_V5_3P_63A |  |  |  | 60001148607 | GOOD | 0 |  |  |  | V400 | KG01 | 01 | TE-832780-D-01
3C-ACDB-25070415 | 310003339 | CMPLTSET_V5_3P_63A |  |  |  | 60001148608 | GOOD | 0 |  |  |  | V400 | KG01 | 01 | TE-832780-D-01
3C-ACDB-25070416 | 310003339 | CMPLTSET_V5_3P_63A |  |  |  | 60001148609 | GOOD | 0 |  |  |  | V400 | KG01 | 01 | TE-832780-D-01
3C-ACDB-25070417 | 310003339 | CMPLTSET_V5_3P_63A |  |  |  | 60001148610 | GOOD | 0 |  |  |  | V400 | KG01 | 01 | TE-832780-D-01
3C-ACDB-25070418 | 310003339 | CMPLTSET_V5_3P_63A |  |  |  | 60001148611 | GOOD | 0 |  |  |  | V400 | KG01 | 01 | TE-832780-D-01
3C-ACDB-25070419 | 310003339 | CMPLTSET_V5_3P_63A |  |  |  | 60001148612 | GOOD | 0 |  |  |  | V400 | KG01 | 01 | TE-832780-D-01
3C-ACDB-25070420 | 310003339 | CMPLTSET_V5_3P_63A |  |  |  | 60001148613 | GOOD | 0 |  |  |  | V400 | KG01 | 01 | TE-832780-D-01
3C-ACDB-25070478 | 310003339 | CMPLTSET_V5_3P_63A |  |  |  | 60001148671 | GOOD | 0 |  |  |  | V400 | AG01 | 01 | TE-832780-D-01
3C-ACDB-25070480 | 310003339 | CMPLTSET_V5_3P_63A |  |  |  | 60001148673 | GOOD | 0 |  |  |  | V400 | AG01 | 01 | TE-832780-D-01
3C-ACDB-25070602 | 310003339 | CMPLTSET_V5_3P_63A |  |  |  | 60001148795 | GOOD | 0 |  |  |  | V400 | AG01 | 01 | TE-832780-D-01
3C-ACDB-25070603 | 310003339 | CMPLTSET_V5_3P_63A |  |  |  | 60001148796 | GOOD | 0 |  |  |  | V400 | AG01 | 01 | TE-832780-D-01
3C-ACDB-25070604 | 310003339 | CMPLTSET_V5_3P_63A |  |  |  | 60001148797 | GOOD | 0 |  |  |  | V400 | AG01 | 01 | TE-832780-D-01
3C-ACDB-25070605 | 310003339 | CMPLTSET_V5_3P_63A |  |  |  | 60001148798 | GOOD | 0 |  |  |  | V400 | AG01 | 01 | TE-832780-D-01
3C-ACDB-25070611 | 310003339 | CMPLTSET_V5_3P_63A |  |  |  | 60001148804 | GOOD | 0 |  |  |  | V400 | AG01 | 01 | TE-832780-D-01
3C-ACDB-25070613 | 310003339 | CMPLTSET_V5_3P_63A |  |  |  | 60001148806 | GOOD | 0 |  |  |  | V400 | AG01 | 01 | TE-832780-D-01
3C-ACDB-25070691 | 310003339 | CMPLTSET_V5_3P_63A |  |  |  | 60001148884 | GOOD | 0 |  |  |  | V400 | KG01 | 01 | TE-832780-D-01
3C-ACDB-25070692 | 310003339 | CMPLTSET_V5_3P_63A |  |  |  | 60001148885 | GOOD | 0 |  |  |  | V400 | KG01 | 01 | TE-832780-D-01
3C-ACDB-25070693 | 310003339 | CMPLTSET_V5_3P_63A |  |  |  | 60001148886 | GOOD | 0 |  |  |  | V400 | KG01 | 01 | TE-832780-D-01
3C-ACDB-25070694 | 310003339 | CMPLTSET_V5_3P_63A |  |  |  | 60001148887 | GOOD | 0 |  |  |  | V400 | KG01 | 01 | TE-832780-D-01
3C-ACDB-25070695 | 310003339 | CMPLTSET_V5_3P_63A |  |  |  | 60001148888 | GOOD | 0 |  |  |  | V400 | KG01 | 01 | TE-832780-D-01
3C-ACDB-25070696 | 310003339 | CMPLTSET_V5_3P_63A |  |  |  | 60001148889 | GOOD | 0 |  |  |  | V400 | KG01 | 01 | TE-832780-D-01
3C-ACDB-25070697 | 310003339 | CMPLTSET_V5_3P_63A |  |  |  | 60001148890 | GOOD | 0 |  |  |  | V400 | KG01 | 01 | TE-832780-D-01
3C-ACDB-25070698 | 310003339 | CMPLTSET_V5_3P_63A |  |  |  | 60001148891 | GOOD | 0 |  |  |  | V400 | KG01 | 01 | TE-832780-D-01
3C-ACDB-25070699 | 310003339 | CMPLTSET_V5_3P_63A |  |  |  | 60001148892 | GOOD | 0 |  |  |  | V400 | KG01 | 01 | TE-832780-D-01
3C-ACDB-25070700 | 310003339 | CMPLTSET_V5_3P_63A |  |  |  | 60001148893 | GOOD | 0 |  |  |  | V400 | KG01 | 01 | TE-832780-D-01
3C-ACDB-25070701 | 310003339 | CMPLTSET_V5_3P_63A |  |  |  | 60001148894 | GOOD | 0 |  |  |  | V400 | KG01 | 01 | TE-832780-D-01
3C-ACDB-25070702 | 310003339 | CMPLTSET_V5_3P_63A |  |  |  | 60001148895 | GOOD | 0 |  |  |  | V400 | KG01 | 01 | TE-832780-D-01
3C-ACDB-25070703 | 310003339 | CMPLTSET_V5_3P_63A |  |  |  | 60001148896 | GOOD | 0 |  |  |  | V400 | KG01 | 01 | TE-832780-D-01
3C-ACDB-25070704 | 310003339 | CMPLTSET_V5_3P_63A |  |  |  | 60001148897 | GOOD | 0 |  |  |  | V400 | KG01 | 01 | TE-832780-D-01
3C-ACDB-25070705 | 310003339 | CMPLTSET_V5_3P_63A |  |  |  | 60001148898 | GOOD | 0 |  |  |  | V400 | KG01 | 01 | TE-832780-D-01
3C-ACDB-25070706 | 310003339 | CMPLTSET_V5_3P_63A |  |  |  | 60001148899 | GOOD | 0 |  |  |  | V400 | KG01 | 01 | TE-832780-D-01
3C-ACDB-25070707 | 310003339 | CMPLTSET_V5_3P_63A |  |  |  | 60001148900 | GOOD | 0 |  |  |  | V400 | KG01 | 01 | TE-832780-D-01
3C-ACDB-25070708 | 310003339 | CMPLTSET_V5_3P_63A |  |  |  | 60001148901 | GOOD | 0 |  |  |  | V400 | KG01 | 01 | TE-832780-D-01
3C-ACDB-25070711 | 310003339 | CMPLTSET_V5_3P_63A |  |  |  | 60001148904 | GOOD | 0 |  |  |  | V400 | KG01 | 01 | TE-832780-D-01
VVV53P250721001 | 310003339 | CMPLTSET_V5_3P_63A |  |  |  | 60001149805 | GOOD | 0 |  |  |  | V400 | AG01 | 01 | TE-241450-D-01
VVV53P250721002 | 310003339 | CMPLTSET_V5_3P_63A |  |  |  | 60001149806 | GOOD | 0 |  |  |  | V400 | AG01 | 01 | TE-241450-D-01
VVV53P250721004 | 310003339 | CMPLTSET_V5_3P_63A |  |  |  | 60001149808 | GOOD | 0 |  |  |  | V400 | AG01 | 01 | TE-241450-D-01
VVV53P250721005 | 310003339 | CMPLTSET_V5_3P_63A |  |  |  | 60001149809 | GOOD | 0 |  |  |  | V400 | AG01 | 01 | TE-241450-D-01
VVV53P250721006 | 310003339 | CMPLTSET_V5_3P_63A |  |  |  | 60001149810 | GOOD | 0 |  |  |  | V400 | AG01 | 01 | TE-241450-D-01
VVV53P250721007 | 310003339 | CMPLTSET_V5_3P_63A |  |  |  | 60001149811 | GOOD | 0 |  |  |  | V400 | AG01 | 01 | TE-241450-D-01
VVV53P250721008 | 310003339 | CMPLTSET_V5_3P_63A |  |  |  | 60001149812 | GOOD | 0 |  |  |  | V400 | AG01 | 01 | TE-241450-D-01
VVV53P250721009 | 310003339 | CMPLTSET_V5_3P_63A |  |  |  | 60001149813 | GOOD | 0 |  |  |  | V400 | AG01 | 01 | TE-241450-D-01
VVV53P250721010 | 310003339 | CMPLTSET_V5_3P_63A |  |  |  | 60001149814 | GOOD | 0 |  |  |  | V400 | AG01 | 01 | TE-241450-D-01
VVV53P250721011 | 310003339 | CMPLTSET_V5_3P_63A |  |  |  | 60001149815 | GOOD | 0 |  |  |  | V400 | AG01 | 01 | TE-241450-D-01
VVV53P250721012 | 310003339 | CMPLTSET_V5_3P_63A |  |  |  | 60001149816 | GOOD | 0 |  |  |  | V400 | AG01 | 01 | TE-241450-D-01
VVV53P250721013 | 310003339 | CMPLTSET_V5_3P_63A |  |  |  | 60001149817 | GOOD | 0 |  |  |  | V400 | AG01 | 01 | TE-241450-D-01
VVV53P250721014 | 310003339 | CMPLTSET_V5_3P_63A |  |  |  | 60001149818 | GOOD | 0 |  |  |  | V400 | AG01 | 01 | TE-241450-D-01
VVV53P250721015 | 310003339 | CMPLTSET_V5_3P_63A |  |  |  | 60001149819 | GOOD | 0 |  |  |  | V400 | AG01 | 01 | TE-241450-D-01
VVV53P250721016 | 310003339 | CMPLTSET_V5_3P_63A |  |  |  | 60001149820 | GOOD | 0 |  |  |  | V400 | AG01 | 01 | TE-241450-D-01
VVV53P250721017 | 310003339 | CMPLTSET_V5_3P_63A |  |  |  | 60001149821 | GOOD | 0 |  |  |  | V400 | AG01 | 01 | TE-241450-D-01
VVV53P250721018 | 310003339 | CMPLTSET_V5_3P_63A |  |  |  | 60001149822 | GOOD | 0 |  |  |  | V400 | AG01 | 01 | TE-241450-D-01
VVV53P250721019 | 310003339 | CMPLTSET_V5_3P_63A |  |  |  | 60001149823 | GOOD | 0 |  |  |  | V400 | AG01 | 01 | TE-241450-D-01
VVV53P250721020 | 310003339 | CMPLTSET_V5_3P_63A |  |  |  | 60001149824 | GOOD | 0 |  |  |  | V400 | AG01 | 01 | TE-241450-D-01
VVV53P250721021 | 310003339 | CMPLTSET_V5_3P_63A |  |  |  | 60001149825 | GOOD | 0 |  |  |  | V400 | AG01 | 01 | TE-241450-D-01
VVV53P250721022 | 310003339 | CMPLTSET_V5_3P_63A |  |  |  | 60001149826 | GOOD | 0 |  |  |  | V400 | AG01 | 01 | TE-241450-D-01
VVV53P250721023 | 310003339 | CMPLTSET_V5_3P_63A |  |  |  | 60001149827 | GOOD | 0 |  |  |  | V400 | AG01 | 01 | TE-241450-D-01
VVV53P250721024 | 310003339 | CMPLTSET_V5_3P_63A |  |  |  | 60001149828 | GOOD | 0 |  |  |  | V400 | AG01 | 01 | TE-241450-D-01
VVV53P250721025 | 310003339 | CMPLTSET_V5_3P_63A |  |  |  | 60001149829 | GOOD | 0 |  |  |  | V400 | AG01 | 01 | TE-241450-D-01
VVV53P250721026 | 310003339 | CMPLTSET_V5_3P_63A |  |  |  | 60001149830 | GOOD | 0 |  |  |  | V400 | AG01 | 01 | TE-241450-D-01
VVV53P250721027 | 310003339 | CMPLTSET_V5_3P_63A |  |  |  | 60001149831 | GOOD | 0 |  |  |  | V400 | AG01 | 01 | TE-241450-D-01
VVV53P250721028 | 310003339 | CMPLTSET_V5_3P_63A |  |  |  | 60001149832 | GOOD | 0 |  |  |  | V400 | AG01 | 01 | TE-241450-D-01
VVV53P250721029 | 310003339 | CMPLTSET_V5_3P_63A |  |  |  | 60001149833 | GOOD | 0 |  |  |  | V400 | AG01 | 01 | TE-241450-D-01
VVV53P250721030 | 310003339 | CMPLTSET_V5_3P_63A |  |  |  | 60001149834 | GOOD | 0 |  |  |  | V400 | AG01 | 01 | TE-241450-D-01
Z430169253206859 | 250004672 | RECTIFIER_MEGMEET_3000W_MR483000SG3-EF |  |  |  | 60001254688 | GOOD | 0 |  |  |  | V400 | AG01 | 01 | TE-832780-D-01
Z430169253206844 | 250004672 | RECTIFIER_MEGMEET_3000W_MR483000SG3-EF |  |  |  | 60001254689 | GOOD | 0 |  |  |  | V400 | AG01 | 01 | TE-832780-D-01
Z430169253206740 | 250004672 | RECTIFIER_MEGMEET_3000W_MR483000SG3-EF |  |  |  | 60001254690 | GOOD | 0 |  |  |  | V400 | AG01 | 01 | TE-832780-D-01
Z430169253206760 | 250004672 | RECTIFIER_MEGMEET_3000W_MR483000SG3-EF |  |  |  | 60001254691 | GOOD | 0 |  |  |  | V400 | AG01 | 01 | TE-832780-D-01
Z430169253206847 | 250004672 | RECTIFIER_MEGMEET_3000W_MR483000SG3-EF |  |  |  | 60001254692 | GOOD | 0 |  |  |  | V400 | AG01 | 01 | TE-832780-D-01
Z430169253206867 | 250004672 | RECTIFIER_MEGMEET_3000W_MR483000SG3-EF |  |  |  | 60001254693 | GOOD | 0 |  |  |  | V400 | AG01 | 01 | TE-832780-D-01
Z430169253206630 | 250004672 | RECTIFIER_MEGMEET_3000W_MR483000SG3-EF |  |  |  | 60001254694 | GOOD | 0 |  |  |  | V400 | AG01 | 01 | TE-832780-D-01
Z430169253206636 | 250004672 | RECTIFIER_MEGMEET_3000W_MR483000SG3-EF |  |  |  | 60001254695 | GOOD | 0 |  |  |  | V400 | AG01 | 01 | TE-832780-D-01
Z430169253206665 | 250004672 | RECTIFIER_MEGMEET_3000W_MR483000SG3-EF |  |  |  | 60001254696 | GOOD | 0 |  |  |  | V400 | AG01 | 01 | TE-832780-D-01
Z430169253206618 | 250004672 | RECTIFIER_MEGMEET_3000W_MR483000SG3-EF |  |  |  | 60001254698 | GOOD | 0 |  |  |  | V400 | KG01 | 01 | TE-832780-D-01
Z430169253206651 | 250004672 | RECTIFIER_MEGMEET_3000W_MR483000SG3-EF |  |  |  | 60001254742 | GOOD | 0 |  |  |  | V400 | AG01 | 01 | TE-832780-D-01
Z430169253206881 | 250004672 | RECTIFIER_MEGMEET_3000W_MR483000SG3-EF |  |  |  | 60001254743 | GOOD | 0 |  |  |  | V400 | AG01 | 01 | TE-832780-D-01
Z430169253206571 | 250004672 | RECTIFIER_MEGMEET_3000W_MR483000SG3-EF |  |  |  | 60001254744 | GOOD | 0 |  |  |  | V400 | AG01 | 01 | TE-832780-D-01
Z430169253206589 | 250004672 | RECTIFIER_MEGMEET_3000W_MR483000SG3-EF |  |  |  | 60001254745 | GOOD | 0 |  |  |  | V400 | AG01 | 01 | TE-832780-D-01
Z430169253206603 | 250004672 | RECTIFIER_MEGMEET_3000W_MR483000SG3-EF |  |  |  | 60001254746 | GOOD | 0 |  |  |  | V400 | AG01 | 01 | TE-832780-D-01
Z430169253206611 | 250004672 | RECTIFIER_MEGMEET_3000W_MR483000SG3-EF |  |  |  | 60001254747 | GOOD | 0 |  |  |  | V400 | KG01 | 01 | TE-832780-D-01
Z430169253206612 | 250004672 | RECTIFIER_MEGMEET_3000W_MR483000SG3-EF |  |  |  | 60001254748 | GOOD | 0 |  |  |  | V400 | KG01 | 01 | TE-832780-D-01
Z430169253206632 | 250004672 | RECTIFIER_MEGMEET_3000W_MR483000SG3-EF |  |  |  | 60001254749 | GOOD | 0 |  |  |  | V400 | KG01 | 01 | TE-832780-D-01
Z430169253206686 | 250004672 | RECTIFIER_MEGMEET_3000W_MR483000SG3-EF |  |  |  | 60001254750 | GOOD | 0 |  |  |  | V400 | KG01 | 01 | TE-832780-D-01
Z430169253206627 | 250004672 | RECTIFIER_MEGMEET_3000W_MR483000SG3-EF |  |  |  | 60001254799 | GOOD | 0 |  |  |  | V400 | KG01 | 01 | TE-832780-D-01
Z040451252501823 | 250004670 | CHAS_MEGMEET_IPBO46F08-A2_Dcmini |  |  |  | 60001255930 | GOOD | 0 |  |  |  | V400 | KG01 | 01 | TE-832780-D-01
Z040451252502004 | 250004670 | CHAS_MEGMEET_IPBO46F08-A2_Dcmini |  |  |  | 60001255931 | GOOD | 0 |  |  |  | V400 | KG01 | 01 | TE-832780-D-01
Z040451252501820 | 250004670 | CHAS_MEGMEET_IPBO46F08-A2_Dcmini |  |  |  | 60001255932 | GOOD | 0 |  |  |  | V400 | KG01 | 01 | TE-832780-D-01
Z070008252900005 | 250004670 | CHAS_MEGMEET_IPBO46F08-A2_Dcmini |  |  |  | 60001256258 | GOOD | 0 |  |  |  | V400 | AG01 | 01 | TE-832780-D-01
Z070008252900090 | 250004670 | CHAS_MEGMEET_IPBO46F08-A2_Dcmini |  |  |  | 60001256259 | GOOD | 0 |  |  |  | V400 | AG01 | 01 | TE-832780-D-01
Z070008252900091 | 250004670 | CHAS_MEGMEET_IPBO46F08-A2_Dcmini |  |  |  | 60001256260 | GOOD | 0 |  |  |  | V400 | AG01 | 01 | TE-832780-D-01
Z070008252900012 | 250004670 | CHAS_MEGMEET_IPBO46F08-A2_Dcmini |  |  |  | 60001256261 | GOOD | 0 |  |  |  | V400 | AG01 | 01 | TE-832780-D-01
Z040450252401046 | 250004670 | CHAS_MEGMEET_IPBO46F08-A2_Dcmini |  |  |  | 60001256262 | GOOD | 0 |  |  |  | V400 | AG01 | 01 | TE-832780-D-01
Z070011252900435 | 250004670 | CHAS_MEGMEET_IPBO46F08-A2_Dcmini |  |  |  | 60001257010 | GOOD | 0 |  |  |  | V400 | AG01 | 01 | TE-832780-D-01
Z070011252900424 | 250004670 | CHAS_MEGMEET_IPBO46F08-A2_Dcmini |  |  |  | 60001257015 | GOOD | 0 |  |  |  | V400 | AG01 | 01 | TE-832780-D-01
Z530304252500225 | 250004671 | CTRLMDL_MEGMEET_MC2900-GS_IPBO46F08-A2 |  |  |  | 60001257082 | GOOD | 0 |  |  |  | V400 | KG01 | 01 | TE-832780-D-01
Z530148252600013 | 250004671 | CTRLMDL_MEGMEET_MC2900-GS_IPBO46F08-A2 |  |  |  | 60001257083 | GOOD | 0 |  |  |  | V400 | KG01 | 01 | TE-832780-D-01
Z530304252500349 | 250004671 | CTRLMDL_MEGMEET_MC2900-GS_IPBO46F08-A2 |  |  |  | 60001257084 | GOOD | 0 |  |  |  | V400 | KG01 | 01 | TE-832780-D-01
Z530026252500661 | 250004671 | CTRLMDL_MEGMEET_MC2900-GS_IPBO46F08-A2 |  |  |  | 60001257410 | GOOD | 0 |  |  |  | V400 | AG01 | 01 | TE-832780-D-01
Z530148252600057 | 250004671 | CTRLMDL_MEGMEET_MC2900-GS_IPBO46F08-A2 |  |  |  | 60001257411 | GOOD | 0 |  |  |  | V400 | AG01 | 01 | TE-832780-D-01
Z530148252600010 | 250004671 | CTRLMDL_MEGMEET_MC2900-GS_IPBO46F08-A2 |  |  |  | 60001257412 | GOOD | 0 |  |  |  | V400 | AG01 | 01 | TE-832780-D-01
Z530148252600169 | 250004671 | CTRLMDL_MEGMEET_MC2900-GS_IPBO46F08-A2 |  |  |  | 60001257413 | GOOD | 0 |  |  |  | V400 | AG01 | 01 | TE-832780-D-01
Z530148252600063 | 250004671 | CTRLMDL_MEGMEET_MC2900-GS_IPBO46F08-A2 |  |  |  | 60001257414 | GOOD | 0 |  |  |  | V400 | AG01 | 01 | TE-832780-D-01
Z530288253000564 | 250004671 | CTRLMDL_MEGMEET_MC2900-GS_IPBO46F08-A2 |  |  |  | 60001258162 | GOOD | 0 |  |  |  | V400 | AG01 | 01 | TE-832780-D-01
Z530032252800512 | 250004671 | CTRLMDL_MEGMEET_MC2900-GS_IPBO46F08-A2 |  |  |  | 60001258167 | GOOD | 0 |  |  |  | V400 | AG01 | 01 | TE-832780-D-01
04103086452 | 310008402 | BATT_LiB_ Shoto_SDA10-48100_48V-100Ah |  |  |  | 60001302983 | GOOD | 0 |  |  |  | V400 | AG01 | 01 | TE-252079-D-01
04103086454 | 310008402 | BATT_LiB_ Shoto_SDA10-48100_48V-100Ah |  |  |  | 60001302984 | GOOD | 0 |  |  |  | V400 | AG01 | 01 | TE-252079-D-01
04103086455 | 310008402 | BATT_LiB_ Shoto_SDA10-48100_48V-100Ah |  |  |  | 60001302985 | GOOD | 0 |  |  |  | V400 | AG01 | 01 | TE-252079-D-01
04103086456 | 310008402 | BATT_LiB_ Shoto_SDA10-48100_48V-100Ah |  |  |  | 60001302986 | GOOD | 0 |  |  |  | V400 | AG01 | 01 | TE-252079-D-01
04103086450 | 310008402 | BATT_LiB_ Shoto_SDA10-48100_48V-100Ah |  |  |  | 60001302987 | GOOD | 0 |  |  |  | V400 | AG01 | 01 | TE-252079-D-01
04103086457 | 310008402 | BATT_LiB_ Shoto_SDA10-48100_48V-100Ah |  |  |  | 60001302988 | GOOD | 0 |  |  |  | V400 | AG01 | 01 | TE-252079-D-01
04103086453 | 310008402 | BATT_LiB_ Shoto_SDA10-48100_48V-100Ah |  |  |  | 60001302989 | GOOD | 0 |  |  |  | V400 | AG01 | 01 | TE-252079-D-01
04103086451 | 310008402 | BATT_LiB_ Shoto_SDA10-48100_48V-100Ah |  |  |  | 60001302990 | GOOD | 0 |  |  |  | V400 | AG01 | 01 | TE-252079-D-01
04103086464 | 310008402 | BATT_LiB_ Shoto_SDA10-48100_48V-100Ah |  |  |  | 60001302991 | GOOD | 0 |  |  |  | V400 | AG01 | 01 | TE-252079-D-01
04103086459 | 310008402 | BATT_LiB_ Shoto_SDA10-48100_48V-100Ah |  |  |  | 60001302992 | GOOD | 0 |  |  |  | V400 | AG01 | 01 | TE-252079-D-01
04103086461 | 310008402 | BATT_LiB_ Shoto_SDA10-48100_48V-100Ah |  |  |  | 60001302993 | GOOD | 0 |  |  |  | V400 | AG01 | 01 | TE-252079-D-01
04103086465 | 310008402 | BATT_LiB_ Shoto_SDA10-48100_48V-100Ah |  |  |  | 60001302994 | GOOD | 0 |  |  |  | V400 | AG01 | 01 | TE-252079-D-01
04103086463 | 310008402 | BATT_LiB_ Shoto_SDA10-48100_48V-100Ah |  |  |  | 60001302995 | GOOD | 0 |  |  |  | V400 | AG01 | 01 | TE-252079-D-01
04103086458 | 310008402 | BATT_LiB_ Shoto_SDA10-48100_48V-100Ah |  |  |  | 60001302996 | GOOD | 0 |  |  |  | V400 | AG01 | 01 | TE-252079-D-01
04103086460 | 310008402 | BATT_LiB_ Shoto_SDA10-48100_48V-100Ah |  |  |  | 60001302997 | GOOD | 0 |  |  |  | V400 | AG01 | 01 | TE-252079-D-01
04103086462 | 310008402 | BATT_LiB_ Shoto_SDA10-48100_48V-100Ah |  |  |  | 60001302998 | GOOD | 0 |  |  |  | V400 | AG01 | 01 | TE-252079-D-01
04103086477 | 310008402 | BATT_LiB_ Shoto_SDA10-48100_48V-100Ah |  |  |  | 60001303007 | GOOD | 0 |  |  |  | V400 | AG01 | 01 | TE-252079-D-01
04103086480 | 310008402 | BATT_LiB_ Shoto_SDA10-48100_48V-100Ah |  |  |  | 60001303008 | GOOD | 0 |  |  |  | V400 | AG01 | 01 | TE-252079-D-01
04103086474 | 310008402 | BATT_LiB_ Shoto_SDA10-48100_48V-100Ah |  |  |  | 60001303009 | GOOD | 0 |  |  |  | V400 | AG01 | 01 | TE-252079-D-01
04103086481 | 310008402 | BATT_LiB_ Shoto_SDA10-48100_48V-100Ah |  |  |  | 60001303010 | GOOD | 0 |  |  |  | V400 | AG01 | 01 | TE-252079-D-01
04103086479 | 310008402 | BATT_LiB_ Shoto_SDA10-48100_48V-100Ah |  |  |  | 60001303011 | GOOD | 0 |  |  |  | V400 | AG01 | 01 | TE-252079-D-01
04103086476 | 310008402 | BATT_LiB_ Shoto_SDA10-48100_48V-100Ah |  |  |  | 60001303012 | GOOD | 0 |  |  |  | V400 | AG01 | 01 | TE-252079-D-01
04103086475 | 310008402 | BATT_LiB_ Shoto_SDA10-48100_48V-100Ah |  |  |  | 60001303013 | GOOD | 0 |  |  |  | V400 | AG01 | 01 | TE-252079-D-01
04103086478 | 310008402 | BATT_LiB_ Shoto_SDA10-48100_48V-100Ah |  |  |  | 60001303014 | GOOD | 0 |  |  |  | V400 | AG01 | 01 | TE-252079-D-01
04103086487 | 310008402 | BATT_LiB_ Shoto_SDA10-48100_48V-100Ah |  |  |  | 60001303015 | GOOD | 0 |  |  |  | V400 | AG01 | 01 | TE-252079-D-01
04103086486 | 310008402 | BATT_LiB_ Shoto_SDA10-48100_48V-100Ah |  |  |  | 60001303016 | GOOD | 0 |  |  |  | V400 | AG01 | 01 | TE-252079-D-01
04103086485 | 310008402 | BATT_LiB_ Shoto_SDA10-48100_48V-100Ah |  |  |  | 60001303017 | GOOD | 0 |  |  |  | V400 | AG01 | 01 | TE-252079-D-01
04103086484 | 310008402 | BATT_LiB_ Shoto_SDA10-48100_48V-100Ah |  |  |  | 60001303018 | GOOD | 0 |  |  |  | V400 | AG01 | 01 | TE-252079-D-01
04103086488 | 310008402 | BATT_LiB_ Shoto_SDA10-48100_48V-100Ah |  |  |  | 60001303019 | GOOD | 0 |  |  |  | V400 | AG01 | 01 | TE-252079-D-01
04103086489 | 310008402 | BATT_LiB_ Shoto_SDA10-48100_48V-100Ah |  |  |  | 60001303020 | GOOD | 0 |  |  |  | V400 | AG01 | 01 | TE-252079-D-01
04103086482 | 310008402 | BATT_LiB_ Shoto_SDA10-48100_48V-100Ah |  |  |  | 60001303021 | GOOD | 0 |  |  |  | V400 | AG01 | 01 | TE-252079-D-01
04103086483 | 310008402 | BATT_LiB_ Shoto_SDA10-48100_48V-100Ah |  |  |  | 60001303022 | GOOD | 0 |  |  |  | V400 | AG01 | 01 | TE-252079-D-01
04103086585 | 310008402 | BATT_LiB_ Shoto_SDA10-48100_48V-100Ah |  |  |  | 60001303103 | GOOD | 0 |  |  |  | V400 | AG01 | 01 | TE-252079-D-01
04103086583 | 310008402 | BATT_LiB_ Shoto_SDA10-48100_48V-100Ah |  |  |  | 60001303104 | GOOD | 0 |  |  |  | V400 | AG01 | 01 | TE-252079-D-01
04103086578 | 310008402 | BATT_LiB_ Shoto_SDA10-48100_48V-100Ah |  |  |  | 60001303105 | GOOD | 0 |  |  |  | V400 | AG01 | 01 | TE-252079-D-01
04103086579 | 310008402 | BATT_LiB_ Shoto_SDA10-48100_48V-100Ah |  |  |  | 60001303106 | GOOD | 0 |  |  |  | V400 | AG01 | 01 | TE-252079-D-01
04103086582 | 310008402 | BATT_LiB_ Shoto_SDA10-48100_48V-100Ah |  |  |  | 60001303107 | GOOD | 0 |  |  |  | V400 | AG01 | 01 | TE-252079-D-01
04103086584 | 310008402 | BATT_LiB_ Shoto_SDA10-48100_48V-100Ah |  |  |  | 60001303108 | GOOD | 0 |  |  |  | V400 | AG01 | 01 | TE-252079-D-01
04103086581 | 310008402 | BATT_LiB_ Shoto_SDA10-48100_48V-100Ah |  |  |  | 60001303109 | GOOD | 0 |  |  |  | V400 | AG01 | 01 | TE-252079-D-01
04103086580 | 310008402 | BATT_LiB_ Shoto_SDA10-48100_48V-100Ah |  |  |  | 60001303110 | GOOD | 0 |  |  |  | V400 | AG01 | 01 | TE-252079-D-01
04103086772 | 310008402 | BATT_LiB_ Shoto_SDA10-48100_48V-100Ah |  |  |  | 60001303135 | GOOD | 0 |  |  |  | V400 | AG01 | 01 | TE-252079-D-01
04103086776 | 310008402 | BATT_LiB_ Shoto_SDA10-48100_48V-100Ah |  |  |  | 60001303136 | GOOD | 0 |  |  |  | V400 | AG01 | 01 | TE-252079-D-01
04103086775 | 310008402 | BATT_LiB_ Shoto_SDA10-48100_48V-100Ah |  |  |  | 60001303137 | GOOD | 0 |  |  |  | V400 | AG01 | 01 | TE-252079-D-01
04103086771 | 310008402 | BATT_LiB_ Shoto_SDA10-48100_48V-100Ah |  |  |  | 60001303138 | GOOD | 0 |  |  |  | V400 | AG01 | 01 | TE-252079-D-01
04103086774 | 310008402 | BATT_LiB_ Shoto_SDA10-48100_48V-100Ah |  |  |  | 60001303139 | GOOD | 0 |  |  |  | V400 | AG01 | 01 | TE-252079-D-01
04103086773 | 310008402 | BATT_LiB_ Shoto_SDA10-48100_48V-100Ah |  |  |  | 60001303140 | GOOD | 0 |  |  |  | V400 | AG01 | 01 | TE-252079-D-01
04103086777 | 310008402 | BATT_LiB_ Shoto_SDA10-48100_48V-100Ah |  |  |  | 60001303141 | GOOD | 0 |  |  |  | V400 | AG01 | 01 | TE-252079-D-01
04103086770 | 310008402 | BATT_LiB_ Shoto_SDA10-48100_48V-100Ah |  |  |  | 60001303142 | GOOD | 0 |  |  |  | V400 | AG01 | 01 | TE-252079-D-01
04103086749 | 310008402 | BATT_LiB_ Shoto_SDA10-48100_48V-100Ah |  |  |  | 60001303159 | GOOD | 0 |  |  |  | V400 | AG01 | 01 | TE-252079-D-01
04103086746 | 310008402 | BATT_LiB_ Shoto_SDA10-48100_48V-100Ah |  |  |  | 60001303160 | GOOD | 0 |  |  |  | V400 | AG01 | 01 | TE-252079-D-01
04103086748 | 310008402 | BATT_LiB_ Shoto_SDA10-48100_48V-100Ah |  |  |  | 60001303161 | GOOD | 0 |  |  |  | V400 | AG01 | 01 | TE-252079-D-01
04103086750 | 310008402 | BATT_LiB_ Shoto_SDA10-48100_48V-100Ah |  |  |  | 60001303162 | GOOD | 0 |  |  |  | V400 | AG01 | 01 | TE-252079-D-01
04103086751 | 310008402 | BATT_LiB_ Shoto_SDA10-48100_48V-100Ah |  |  |  | 60001303163 | GOOD | 0 |  |  |  | V400 | AG01 | 01 | TE-252079-D-01
04103086747 | 310008402 | BATT_LiB_ Shoto_SDA10-48100_48V-100Ah |  |  |  | 60001303164 | GOOD | 0 |  |  |  | V400 | AG01 | 01 | TE-252079-D-01
04103086752 | 310008402 | BATT_LiB_ Shoto_SDA10-48100_48V-100Ah |  |  |  | 60001303165 | GOOD | 0 |  |  |  | V400 | AG01 | 01 | TE-252079-D-01
04103086753 | 310008402 | BATT_LiB_ Shoto_SDA10-48100_48V-100Ah |  |  |  | 60001303166 | GOOD | 0 |  |  |  | V400 | AG01 | 01 | TE-252079-D-01
04103089805 | 310008402 | BATT_LiB_ Shoto_SDA10-48100_48V-100Ah |  |  |  | 60001303351 | GOOD | 0 |  |  |  | V400 | AG01 | 01 | TE-252079-D-01
04103089809 | 310008402 | BATT_LiB_ Shoto_SDA10-48100_48V-100Ah |  |  |  | 60001303352 | GOOD | 0 |  |  |  | V400 | AG01 | 01 | TE-252079-D-01
04103089802 | 310008402 | BATT_LiB_ Shoto_SDA10-48100_48V-100Ah |  |  |  | 60001303353 | GOOD | 0 |  |  |  | V400 | AG01 | 01 | TE-252079-D-01
04103089804 | 310008402 | BATT_LiB_ Shoto_SDA10-48100_48V-100Ah |  |  |  | 60001303354 | GOOD | 0 |  |  |  | V400 | AG01 | 01 | TE-252079-D-01
04103089806 | 310008402 | BATT_LiB_ Shoto_SDA10-48100_48V-100Ah |  |  |  | 60001303355 | GOOD | 0 |  |  |  | V400 | AG01 | 01 | TE-252079-D-01
04103089803 | 310008402 | BATT_LiB_ Shoto_SDA10-48100_48V-100Ah |  |  |  | 60001303356 | GOOD | 0 |  |  |  | V400 | AG01 | 01 | TE-252079-D-01
04103089808 | 310008402 | BATT_LiB_ Shoto_SDA10-48100_48V-100Ah |  |  |  | 60001303357 | GOOD | 0 |  |  |  | V400 | AG01 | 01 | TE-252079-D-01
04103089807 | 310008402 | BATT_LiB_ Shoto_SDA10-48100_48V-100Ah |  |  |  | 60001303358 | GOOD | 0 |  |  |  | V400 | AG01 | 01 | TE-252079-D-01
04103089846 | 310008402 | BATT_LiB_ Shoto_SDA10-48100_48V-100Ah |  |  |  | 60001303375 | GOOD | 0 |  |  |  | V400 | AG01 | 01 | TE-252079-D-01
04103089847 | 310008402 | BATT_LiB_ Shoto_SDA10-48100_48V-100Ah |  |  |  | 60001303376 | GOOD | 0 |  |  |  | V400 | AG01 | 01 | TE-252079-D-01
04103089848 | 310008402 | BATT_LiB_ Shoto_SDA10-48100_48V-100Ah |  |  |  | 60001303377 | GOOD | 0 |  |  |  | V400 | AG01 | 01 | TE-252079-D-01
04103089849 | 310008402 | BATT_LiB_ Shoto_SDA10-48100_48V-100Ah |  |  |  | 60001303378 | GOOD | 0 |  |  |  | V400 | AG01 | 01 | TE-252079-D-01
04103089845 | 310008402 | BATT_LiB_ Shoto_SDA10-48100_48V-100Ah |  |  |  | 60001303379 | GOOD | 0 |  |  |  | V400 | AG01 | 01 | TE-252079-D-01
04103089842 | 310008402 | BATT_LiB_ Shoto_SDA10-48100_48V-100Ah |  |  |  | 60001303380 | GOOD | 0 |  |  |  | V400 | AG01 | 01 | TE-252079-D-01
04103089843 | 310008402 | BATT_LiB_ Shoto_SDA10-48100_48V-100Ah |  |  |  | 60001303381 | GOOD | 0 |  |  |  | V400 | AG01 | 01 | TE-252079-D-01
04103089844 | 310008402 | BATT_LiB_ Shoto_SDA10-48100_48V-100Ah |  |  |  | 60001303382 | GOOD | 0 |  |  |  | V400 | AG01 | 01 | TE-252079-D-01
04103089930 | 310008402 | BATT_LiB_ Shoto_SDA10-48100_48V-100Ah |  |  |  | 60001303575 | GOOD | 0 |  |  |  | V400 | AG01 | 01 | TE-252079-D-01
04103089934 | 310008402 | BATT_LiB_ Shoto_SDA10-48100_48V-100Ah |  |  |  | 60001303579 | GOOD | 0 |  |  |  | V400 | AG01 | 01 | TE-252079-D-01
04103089932 | 310008402 | BATT_LiB_ Shoto_SDA10-48100_48V-100Ah |  |  |  | 60001303580 | GOOD | 0 |  |  |  | V400 | AG01 | 01 | TE-252079-D-01
04103089931 | 310008402 | BATT_LiB_ Shoto_SDA10-48100_48V-100Ah |  |  |  | 60001303581 | GOOD | 0 |  |  |  | V400 | AG01 | 01 | TE-252079-D-01
Z430037253927540 | 320002081 | Rectifier_Megmeet_MR483000SG3-EF_3000w |  |  |  | 60001306785 | GOOD | 0 |  |  |  | V400 | KG01 | 01 | TE-833087-D-01
Z430037253927529 | 320002081 | Rectifier_Megmeet_MR483000SG3-EF_3000w |  |  |  | 60001306786 | GOOD | 0 |  |  |  | V400 | KG01 | 01 | TE-833087-D-01
Z430037253927502 | 320002081 | Rectifier_Megmeet_MR483000SG3-EF_3000w |  |  |  | 60001306788 | GOOD | 0 |  |  |  | V400 | KG01 | 01 | TE-833087-D-01
Z430037253927463 | 320002081 | Rectifier_Megmeet_MR483000SG3-EF_3000w |  |  |  | 60001306790 | GOOD | 0 |  |  |  | V400 | KG01 | 01 | TE-833087-D-01
Z430037253927526 | 320002081 | Rectifier_Megmeet_MR483000SG3-EF_3000w |  |  |  | 60001306792 | GOOD | 0 |  |  |  | V400 | KG01 | 01 | TE-833087-D-01
Z430037253927464 | 320002081 | Rectifier_Megmeet_MR483000SG3-EF_3000w |  |  |  | 60001306793 | GOOD | 0 |  |  |  | V400 | KG01 | 01 | TE-833087-D-01
Z080306254106833 | 320002085 | Rectifier Chassis_Megmeet_IPU418K-A5D689 |  |  |  | 60001308347 | GOOD | 0 |  |  |  | V400 | KG01 | 01 | TE-833087-D-01
Z080305254005691 | 320002085 | Rectifier Chassis_Megmeet_IPU418K-A5D689 |  |  |  | 60001308846 | GOOD | 0 |  |  |  | V400 | KG01 | 01 | TE-833087-D-01
Z430187253902285 | 320002084 | CTRLMDL_Megmeet_MC2900-GS |  |  |  | 60001308851 | GOOD | 0 |  |  |  | V400 | KG01 | 01 | TE-833087-D-01
Z430186253801910 | 320002084 | CTRLMDL_Megmeet_MC2900-GS |  |  |  | 60001309350 | GOOD | 0 |  |  |  | V400 | KG01 | 01 | TE-833087-D-01
X990010253902682 | 250004891 | DCDU_Smart DCDU_Megmeet_300A2 |  |  |  | 60001309810 | GOOD | 0 |  |  |  | V400 | KG01 | 01 | TE-833087-D-01
X990010253902680 | 250004891 | DCDU_Smart DCDU_Megmeet_300A2 |  |  |  | 60001309812 | GOOD | 0 |  |  |  | V400 | KG01 | 01 | TE-833087-D-01
ODLIB4.0886 | 320001690 | Chassis_Cabinet_LIB_04xLIB |  |  |  | 60001323551 | GOOD | 0 |  |  |  | V400 | AG01 | 01 | TE-252079-D-01
ODLIB4.0885 | 320001690 | Chassis_Cabinet_LIB_04xLIB |  |  |  | 60001323552 | GOOD | 0 |  |  |  | V400 | AG01 | 01 | TE-252079-D-01
ODLIB4.0856 | 320001690 | Chassis_Cabinet_LIB_04xLIB |  |  |  | 60001323553 | GOOD | 0 |  |  |  | V400 | AG01 | 01 | TE-252079-D-01
ODLIB4.0860 | 320001690 | Chassis_Cabinet_LIB_04xLIB |  |  |  | 60001323605 | GOOD | 0 |  |  |  | V400 | AG01 | 01 | TE-252079-D-01
ODLIB4.0880 | 320001690 | Chassis_Cabinet_LIB_04xLIB |  |  |  | 60001323606 | GOOD | 0 |  |  |  | V400 | AG01 | 01 | TE-252079-D-01
ODLIB4.0838 | 320001690 | Chassis_Cabinet_LIB_04xLIB |  |  |  | 60001323607 | GOOD | 0 |  |  |  | V400 | AG01 | 01 | TE-252079-D-01
ODLIB4.0704 | 320001690 | Chassis_Cabinet_LIB_04xLIB |  |  |  | 60001323695 | GOOD | 0 |  |  |  | V400 | AG01 | 01 | TE-252079-D-01
ODLIB4.0783 | 320001690 | Chassis_Cabinet_LIB_04xLIB |  |  |  | 60001323696 | GOOD | 0 |  |  |  | V400 | AG01 | 01 | TE-252079-D-01
ODLIB4.0695 | 320001690 | Chassis_Cabinet_LIB_04xLIB |  |  |  | 60001323697 | GOOD | 0 |  |  |  | V400 | AG01 | 01 | TE-252079-D-01
ODLIB4.0694 | 320001690 | Chassis_Cabinet_LIB_04xLIB |  |  |  | 60001323749 | GOOD | 0 |  |  |  | V400 | AG01 | 01 | TE-252079-D-01
ODLIB4.0696 | 320001690 | Chassis_Cabinet_LIB_04xLIB |  |  |  | 60001323750 | GOOD | 0 |  |  |  | V400 | AG01 | 01 | TE-252079-D-01
ODLIB4.0782 | 320001690 | Chassis_Cabinet_LIB_04xLIB |  |  |  | 60001323751 | GOOD | 0 |  |  |  | V400 | AG01 | 01 | TE-252079-D-01
ODLIB4.0519 | 320001690 | Chassis_Cabinet_LIB_04xLIB |  |  |  | 60001323826 | GOOD | 0 |  |  |  | V400 | AG01 | 01 | TE-252079-D-01
ODLIB4.0455 | 320001690 | Chassis_Cabinet_LIB_04xLIB |  |  |  | 60001323827 | GOOD | 0 |  |  |  | V400 | AG01 | 01 | TE-252079-D-01
ODLIB4.0532 | 320001690 | Chassis_Cabinet_LIB_04xLIB |  |  |  | 60001323828 | GOOD | 0 |  |  |  | V400 | AG01 | 01 | TE-252079-D-01
ODLIB4.0957 | 320001690 | Chassis_Cabinet_LIB_04xLIB |  |  |  | 60001323845 | GOOD | 0 |  |  |  | V400 | AG01 | 01 | TE-252079-D-01
ODLIB4.0928 | 320001690 | Chassis_Cabinet_LIB_04xLIB |  |  |  | 60001323846 | GOOD | 0 |  |  |  | V400 | AG01 | 01 | TE-252079-D-01
ODLIB4.0462 | 320001690 | Chassis_Cabinet_LIB_04xLIB |  |  |  | 60001323856 | GOOD | 0 |  |  |  | V400 | AG01 | 01 | TE-252079-D-01
ODLIB4.0497 | 320001690 | Chassis_Cabinet_LIB_04xLIB |  |  |  | 60001323857 | GOOD | 0 |  |  |  | V400 | AG01 | 01 | TE-252079-D-01
ODLIB4.0520 | 320001690 | Chassis_Cabinet_LIB_04xLIB |  |  |  | 60001323858 | GOOD | 0 |  |  |  | V400 | AG01 | 01 | TE-252079-D-01
ODLIB4.0948 | 320001690 | Chassis_Cabinet_LIB_04xLIB |  |  |  | 60001323874 | GOOD | 0 |  |  |  | V400 | AG01 | 01 | TE-252079-D-01
ODLIB4.0927 | 320001690 | Chassis_Cabinet_LIB_04xLIB |  |  |  | 60001323875 | GOOD | 0 |  |  |  | V400 | AG01 | 01 | TE-252079-D-01
ODLIB4.0939 | 320001690 | Chassis_Cabinet_LIB_04xLIB |  |  |  | 60001323876 | GOOD | 0 |  |  |  | V400 | AG01 | 01 | TE-252079-D-01
210213054320960D030F | 200001119 | RECTMDL_Agisson_EPW30_48Vdc_30A |  |  |  | 60010109928 | GOOD VEND WH | 2190356 | 2009-10-16 | Huawei |  | N400 | KG01 | 01 | TE-806368-D-01
21021306082103012252 | 200001119 | RECTMDL_Agisson_EPW30_48Vdc_30A |  |  |  | 60010116849 | GOOD VEND WH | 4587664 | 2014-03-12 | Huawei |  | N400 | KG01 | 01 | TE-806368-D-01
21021306082103011080 | 200001119 | RECTMDL_Agisson_EPW30_48Vdc_30A |  |  |  | 60010128429 | GOOD WH | 1118018 | 2022-04-09 | Huawei | CN | N400 | KG01 | 01 | TE-806368-D-01
210213060821030125C4 | 200001119 | RECTMDL_Agisson_EPW30_48Vdc_30A |  |  |  | 60010336463 | GOOD VEND WH | 1118018 | 2011-11-15 | Huawei | CN | N400 | KG01 | 01 | TE-806368-D-01
AACRV12N0W000362 | 200000619 | CMPLTSET_Aqua_KCRV12VKS_12kBTU |  |  |  | 60010650637 | DMAG WH | 3687500 | 2019-01-22 |  | TH | N400 | KG01 | 01
01205488 | 310004192 | FD_Eastron_SDM220-Modbus_Energy meter |  |  |  | 60010651216 | GOOD WH | 467804 | 2019-09-23 |  | CN | N400 | KG01 | 01 | TE-806368-D-01
DAQV21806006311 | 310007604 | DAQ_M1_DAQ-V2 |  |  |  | 60010654841 | GOOD WH | 1443953 | 2018-09-15 | Nhà Máy M1 | VN | N400 | KG02 | 01
101024100278 | 200001074 | CHAS_Eltek_battery rack_high type |  |  |  | 60010654862 | GOOD WH | 4899729 | 2010-09-13 | Eltek |  | N400 | KG02 | 01
VT1000465030 | 310003371 | V5_1P_63A |  |  |  | 60010654868 | GOOD WH | 7892917 | 2010-09-13 | Việt Nam |  | N400 | KG02 | 01
2102130608210C01023F | 200001119 | RECTMDL_Agisson_EPW30_48Vdc_30A |  |  |  | 60010662935 | GOOD VEND WH | 3867623 | 2022-05-08 | Huawei | CN | N400 | KG01 | 01 | TE-806368-D-01
210213054320961700E9 | 200001119 | RECTMDL_Agisson_EPW30_48Vdc_30A |  |  |  | 60010798878 | GOOD VEND WH | 0 | 2009-11-10 | Agisson |  | N400 | KG01 | 01 | TE-806413-D-01
215221037773B1000203 | 310006800 | Minishelter_Huawei_Rack 19"_1.4m |  |  |  | 90000000204 | GOOD | 0 |  |  |  | N400 | KG01 | 01
3C-MN-23120743 | 320000769 | Minishelter_compact_3CElectric_Delta |  |  |  | 90000003458 | GOOD WH | 0 |  |  |  | V400 | KG01 | 01 | TE-806368-D-01
51103020231020390 | 310005691 | Heat Exchanger_door kit_Minishelter |  |  |  | 90000003712 | GOOD | 0 |  |  |  | V400 | KG01 | 01 | TE-806004-D-01
ACG.MS.02.0250 | 250004205 | Compact Minishelter_AChau_ACG.MS.02 |  |  |  | 90000006889 | GOOD | 0 |  |  |  | V400 | AG01 | 01 | TE-806368-D-01
ACG.MS.02.0256 | 250004205 | Compact Minishelter_AChau_ACG.MS.02 |  |  |  | 90000006895 | GOOD | 0 |  |  |  | V400 | AG01 | 01 | TE-806368-D-01
ACG.MS.02.0342 | 250004205 | Compact Minishelter_AChau_ACG.MS.02 |  |  |  | 90000006968 | GOOD | 0 |  |  |  | V400 | KG01 | 01 | TE-806368-D-01
51103020241007134 | 310005691 | Heat Exchanger_door kit_Minishelter |  |  |  | 90000007177 | GOOD | 0 |  |  |  | V400 | AG01 | 01 | TE-806368-D-01
51103020241007181 | 310005691 | Heat Exchanger_door kit_Minishelter |  |  |  | 90000007183 | GOOD | 0 |  |  |  | V400 | AG01 | 01 | TE-806368-D-01
51103020241007065 | 310005691 | Heat Exchanger_door kit_Minishelter |  |  |  | 90000007256 | GOOD | 0 |  |  |  | V400 | KG01 | 01 | TE-806368-D-01
TTZN20250202 | 320001832 | Minishelter_Thienviet_DC_740x740x2200mm |  |  |  | 90000008348 | GOOD | 0 |  |  |  | V400 | KG01 | 01 | TE-806413-D-01
TTZN20250013 | 320001832 | Minishelter_Thienviet_DC_740x740x2200mm |  |  |  | 90000008381 | GOOD | 0 |  |  |  | V400 | KG01 | 01 | TE-806413-D-01
51103020250209126 | 310005691 | Heat Exchanger_door kit_Minishelter |  |  |  | 90000008476 | GOOD | 0 |  |  |  | V400 | KG01 | 01 | TE-806413-D-01
51103020250209061 | 310005691 | Heat Exchanger_door kit_Minishelter |  |  |  | 90000008509 | GOOD | 0 |  |  |  | V400 | KG01 | 01 | TE-806413-D-01
BSTN20250064 | 320001759 | Minishelter_Thienviet_Lib_670x800x2070mm |  |  |  | 90000008960 | GOOD | 0 |  |  |  | V400 | AG01 | 01 | TE-806413-D-01
BSTN20250002 | 320001759 | Minishelter_Thienviet_Lib_670x800x2070mm |  |  |  | 90000008964 | GOOD | 0 |  |  |  | V400 | AG01 | 01 | TE-806413-D-01
BSTN20250011 | 320001759 | Minishelter_Thienviet_Lib_670x800x2070mm |  |  |  | 90000008970 | GOOD | 0 |  |  |  | V400 | AG01 | 01 | TE-806413-D-01